## Summary (hidden)
Category | GT Material Code | PART NUMBER | MATERIAL DESCRIPTION | Request Qty per Site | UoM | Total Available | NP MNL | SBF CEB | SBF DAV | Additional Purchase (all in MNL WH) | Cannibalize | Defect | RMA | Q1 HLD | Gap | Remarks | Remarks |  |  | Base on Card
MF2 | 819411 | 3FE76762AA | Lightspan MF-2 shelf incl. fan unit (LMXR-A) | 1 | PC | 151 | 25 | 112 | 3 | 10 |  | 1 |  | 151 | 0 |  |  | PART NUMBER | MATERIAL DESCRIPTION | MF2 | FX4 | FX8 | DF16 | Total Requirement | Available Inventory | GAP | Remarks
MF2 | 819430 | 3FE76353AA | Lightspan MF 16port Multi-PON Line board (LWLT-C) | 1 | PC | 64 | 25 | 8 | 12 | 15 |  | 2 | 2 |  |  | Depend on the configuration Required |  | 3FE62600AA | Optical Transceiver SFP+,1310nm SM,10km(brand: Nokia) (10GBase-LR) | 134 | 30 | 2 | 52 | 218 | 969 | 751 | Excess is for ISAM
MF2 | 819412 | 3FE76559BA | Lightspan MF-2 DC power module (LPWR-B DC) | 2 | PC | 321 | 47 | 229 | 25 | 20 |  |  |  | 302 | 19 |  |  | 3FE53441AA | PON Transceiver20km 1310nm(Tx)1490nm(Rx) - GPON SFP B+ | 536 | 488 |  | 0 | 1024 | 883 | -141
MF2 | 820215 | 3FE77035BA | Lightspan MF LT dmmy plte (388x204x25)mm | 1 | PC | 266 | 128 | 112 | 26 |  |  |  |  | 151 | 115 |  |  | 3FE47581AF | PON Transceiver OSGXGSC 10G SFP+ | 0 | 0 | 0 | 104 | 104 | 215 | 111
MF2 | 819454 | 3FE69465AA | Universal dummy plate | 1 | PC | 16 | 9 | 0 | 2 | 5 |  |  |  | 151 | -135 | Not use anymore |  | 3FE47581AB | Transcvr XGS-PON/GPON MPM B+(28dBm)Ctemp | 536 | 488 |  | 0 | 1024 | 722 | -302 | Offset from 3FE47581AF
MF2 | 810266 | 3FE62600AA | Optical Transceiver SFP+,1310nm SM,10km(brand: Nokia) (10GBase-LR) | 2 | PC | 302 | 214 | 64 | 24 | 0 |  |  |  | 302 | 0
MF2 | 819464 | 3FE53441AA | PON Transceiver20km 1310nm(Tx)1490nm(Rx) - GPON SFP B+ | 8 | PC | 395 | 88 | 166 | 21 | 120 |  |  |  | 536 | -141
MF2 | 819471 | 3FE47581AF | PON Transceiver OSGXGSC 10G SFP+ | 8 | PC | 111 | 0 | 31 | 0 | 80 |  |  |  | 536 | -425 | Due to Recovered in WH and return Line cards from Subcon w/o SFP
MF2 | 819421 | 3FE47581AB | Transcvr XGS-PON/GPON MPM B+(28dBm)Ctemp | 8 | PC | 234 | 227 | 0 | 7 | [5 empty] | 234 |  |  | Equipment | Qty | NP MNL | SBF CEB | SBF DAV
MF2 | 819429 | 3FE76476AA | LightspanMF-2 240Gbps NT with clock sync(brand: Nokia) (LMNT-A) | 2 | PC | 316 | 89 | 180 | 24 | 20 |  | 1 | 2 | 302 | 14 |  |  | MF2 Card | 64 | 44 | 8 | 12
MF2 | 807134 | 3FE29431GLAA | SNGLE PGND CABLE 15M 10AWG G&Y | 1 | PC | 379 | 205 | 174 | 0 |  |  |  |  | 151 | 228 | Priority to install |  | MF2 Chasis | 151 | 36 | 112 | 3
MF2 | 820687 | 3FE77365BA | Lightspan MF-2 DC power cable ETSI (10m) (brand: Nokia | 2 | PC | 472 | 176 | 272 | 4 | 20 |  |  |  | 302 | 170 |  |  | FX Card | 61 | 25 | 25 | 11
MF2 | n/a | 3FE77365BA-15M | Power Cable Blue/Black 15m | 2 | PC | 50 | 15 | 35 | 0 |  |  |  |  | 0 | 50 |  |  | FX4 Chasis | 15 | 9 | 3 | 3
MF2 | n/a | 3FE77365AA_20m | Power Cable Blue/Black 20m | 2 | PC | 32 | 10 | 22 | 0 |  |  |  |  | 0 | 32 |  |  | FX8 Chasis | 1 | 1 | 0 | 0
MF2 | n/a | L00YG16MM2 | WIRE GROUNDING CABLE YELLOW/GREEN 16MM N/A | 10 | Meter | 30 | 30 | 0 | 0 |  |  |  |  | 30 | 0 | 1510m Requirement For Offset from 1AZ661980001 |  | DF16 | 26 | 26 | 0 | 0
MF2 | n/a | 1AZ661980001 | HT RVVZ Single Ground Cable 16mm2 (Yellow/Green) | 10 | Meter | 1480 | 966 | 833 | 113 |  |  |  |  | 1480 | 0 |  |  | RCO | 97 | 85 | 11 | 1
MF2 | n/a | Blaine-Cartridge9mm | Labeller tape | 1 | PC | 601 | 514 | 76 | 11 |  |  |  |  | 151 | 450 |  |  | QODC | 170 | 55 | 112 | 3
MF2 | n/a | Blaine-Spiral-1/2mmx10ft | Spiral Wrap 10mmx10ft | 1 | PACK | 591 | 293 | 275 | 23 |  |  |  |  | 151 | 440 |  |  | ODC | 28 | 24 | 1 | 3
MF2 | n/a | L00FLHO34 | flexible hose orange 3/4" | 12 | Meter | 3627 | 1814 | 1621 | 192 |  |  |  |  | 1812 | 1815 |  |  | ISAM Chasis | 107 | 77 | 29 | 1
MF2 | n/a | L00HLT_VELCRO_10M | VELCRO (HOOK & LOOP TIE) BLACK 10m/roll | 3 | Meter | 4554 | 2238 | 2306 | 10 |  |  |  |  | 453 | 4101 |  |  | ISAM Data Card | 401 | 313 | 73 | 15
MF2 | n/a | Blaine-8"Tie-Blk | Plastic Cable Tie black | 1 | PACK | 151 | 50 | 51 | 50 |  |  |  |  | 151 | 0 |  |  | ISAM Voice Card | 90 | 64 | 12 | 14
MF2 | n/a | Blaine-8"Tie | Plastic Cable Tie white | 1 | PACK | 356 | 168 | 185 | 3 |  |  |  |  | 151 | 205 |  |  | Topbox Blaine | 155 | 151 | 1 | 3
MF2 | n/a | Blaine-ButterflyTie | butterfly cable tie | 1 | PACK | 1366 | 631 | 724 | 11 |  |  |  |  | 151 | 1215 |  |  | Topbox FTTH | 37 | 7 | 30 | 0
MF2 | n/a | L00TL14AWG | Terminal Lugs (#14 AWG) | 6 | PC | 1815 | 806 | 1005 | 4 |  |  |  |  | 906 | 909
MF2 | n/a | L00Lugs8mm2 | terminal lugs 8mm | 4 | PC | 604 | 542 | 51 | 11 |  |  |  |  | 604 | 0
MF2 | n/a | L00Lugs10mm2 | 10mm2 Terminal Lugs | 2 | PC | 416 | 369 | 39 | 8 |  |  |  |  | 302 | 114 |  |  | Description | Available in MNL WH
MF2 | n/a | L00Lugs16mm2 | 16-10mm2 Terminal Lugs | 2 | PC | 302 | 15 | 210 | 77 |  |  |  |  | 302 | 0 |  |  | MF2 Chasis | 3
MF2 | n/a | Blaine-8mmShrinkable | Shrinkable tube 8mm x 200mm | 3 | PC | 1108.5 | 534.5 | 568 | 6 |  |  |  |  | 453 | 655.5 |  |  | MF2 Card | 23
MF2 | n/a | Blaine-12mmShrinkable | Shrinkable tube 12mm x 200mm | 3 | PC | 1521 | 834 | 642 | 45 |  |  |  |  | 453 | 1068 |  |  | 10G SFP (MF2) | 1
MF2 | n/a | Blaine-16mm-Shrinkable | Shrinkable tube 16mm x 200mm | 3 | PC | 453 | 220 | 205 | 28 |  |  |  |  | 453 | 0 |  |  | PON Transceiver | 82
MF2 | 819435 | L00OBR19 | 19" Open Bay Rack |  | PC | 16 | 11 | 2 | 3 |  |  |  |  | 0 | 16 | Depend on the configuration Required |  | XGS PON | 4
FX4/FX8 | 819432 | 3FE76986AA | ISAM FX 16port GPON line card(brand: Nokia) | 1 | PC | 61 | 25 | 25 | 11 | [8 empty] | XGS PON | 80
FX4/FX8 | 819433 | 3FE71256AB | 7360 ISAM FX 1280Gbps NT with network clock synchronization capabilities, without SFPs (ETSI variant)(brand: Nokia) | 2 | PC | 32 | 22 | 6 | 6 |  |  |  |  | 32 | 0 |  |  | MF2 NT Card | 0
FX4/FX8 | 819421 | 3FE47581AB | Transcvr XGS-PON/GPON MPM B+(28dBm)Ctemp | 8 | PC | 488 | 369 | 31 | 88 |  |  |  |  | 488 | 0 |  |  | MF2 Power Module | 1
FX4/FX8 |  | 3FE53441AA | PON Transceiver20km 1310nm(Tx)1490nm(Rx) - GPON SFP B+ | 8 | PC | 488 | 224 | 240 | 24 |  |  |  |  | 488 | 0 |  |  | ISAM Dust Filter | 8
FX4/FX8 |  | 3FE62600AA | Optical Transceiver SFP+,1310nm SM,10km(brand: Nokia) (10GBase-LR) | 2 | PC | 42 | 30 | 10 | 2 |  |  |  |  | 32 | 10 |  |  | ISAM Chasis | 11
FX4 | 819414 | 3FE61087DA | Fiber Routing Kit ISAM FX-4(brand: Nokia) | 1 | PC | 15 | 9 | 3 | 3 |  |  |  |  | 15 | 0 |  |  | ISAM NT Card | 22
FX4 | 819413 | 3FE64991AB | Shelf 7360 ISAM FX-4 48V only(brand: Nokia) | 1 | PC | 15 | 9 | 3 | 3 |  |  |  |  | 15 | 0 |  |  | Control Card | 13
FX8 | 819415 | 3FE64936AB | 7360 ISAM FX-8 shelf (ETSI variant), 48V only, incl. BFAN unit(brand: Nokia) | 1 | PC | 1 | 1 | 0 | 0 |  |  |  |  | 1 | 0 |  |  | RDLT-E | 93
FX8 | 819416 | 3FE61087EA | ISAM FX-8 Fiber Routing Kit(brand: Nokia) | 1 | PC | 1 | 1 | 0 | 0 |  |  |  |  | 1 | 0 |  |  | R-POT | 35
DF16 | 820179 | 3FE77670AA | Lightspan DF-16GM shelf incl. fan unit, w/o dust filter(brand: Nokia) | 1 | PC | 26 | 26 | 0 | 0 |  |  |  |  | 26 | 0 |  |  | 10G SFP (ISAM) | 16
DF16 | 820180 | 3FE77645AA | Lightspan DF-16GM DC power module(brand: Nokia) | 2 | PC | 52 | 54 | 0 | 0 |  |  |  |  | 52 | 0 |  |  | Blaine Topbox | 14
DF16 | 819465 | 3FE53441AC | GPON Small form factor pluggable B+ (I-temp) OLT(brand: Nokia) | 8 | PC | 223 | 223 | 0 | 0 |  |  |  |  | 208 | 15 |  |  | Blaine Adaptor | 14
DF16 |  | 3FE47581AF | PON Transceiver OSGXGSC 10G SFP+ | 4 | PC | 104 | 63 | 41 | 0 |  |  |  |  | 104 | 0
DF16 |  | 3FE62600AA | Optical Transceiver SFP+,1310nm SM,10km(brand: Nokia) (10GBase-LR) | 2 | PC | 52 | 52 | 0 | 0 |  |  |  |  | 52 | 0
FX4 & FX8 | 819427 | 3FE29404HAAA | Positive Power Cable Blue/10m(brand: Nokia) 16mm | 2 | PC | 2 | 2 | 0 | 0 |  |  |  |  | 0 | 2
FX4 & FX8 | 819428 | 3FE29405HAAA | Positive Power Cable Black/10m(brand: Nokia)16mm | 2 | PC | 2 | 2 | 0 | 0 |  |  |  |  | 0 | 2
FX4 & FX8 | 819427 | 3FE29404GAAA | Positive Power Cable Black/10m(brand: Nokia)16mm | 2 | PC | 56 | 22 | 30 | 4 |  |  |  |  | 0 | 56
FX4 & FX8 | 819428 | 3FE29405GAAA | Positive Power Cable Blue/10m(brand: Nokia)16mm | 2 | PC | 56 | 22 | 30 | 4 |  |  |  |  | 0 | 56
FX4 & FX8 | n/a | 1AZ661980001 | HT RVVZ Single Ground Cable 16mm2 (Yellow/Green) | 10 | Meter | 432 | 966 | 833 | 113 |  |  |  |  | 160 | 272
DF16 | n/a | 3FE72993GA | DF 16GM POWER CABLES(10M)(BRAND: NOKIA) | 2 | PC | 59 | 57 | 2 | 0 |  |  |  |  | 52 | 7
FX4 & FX8 | n/a | 3FE29337GLAA | FX4 16mm2, 15m/positive power cable black(brand: Nokia) | 1 | PC | 36 | 0 | 36 | 0 |  |  |  |  | 0 | 36
FX4 & FX8 | n/a | 3FE29338GLAA | FX4 16mm2, 15m/positive power cable blue(brand: Nokia) | 1 | PC | 36 | 0 | 36 | 0 |  |  |  |  | 0 | 36
FX4 & FX8 | n/a | 3FE29337HAAA | FX4 16mm2, 20m/positive power cable blue(brand: Nokia) | 1 | PC | 10 | 0 | 10 | 0 |  |  |  |  | 0 | 10
FX4 & FX8 | n/a | 3FE29338HAAA | FX4 16mm2, 20m/positive power cable black(brand: Nokia) | 1 | PC | 10 | 0 | 10 | 0 |  |  |  |  | 0 | 10
FX4 & FX8 | n/a | 3FE29339HAAA | FX4 10mm2, 20m/positive power cable black(brand: Nokia) | 1 | PC | 6 | 0 | 6 | 0 |  |  |  |  | 0 | 6
FX4 & FX8 | n/a | 3FE29340HAAA | FX4 10mm2, 20m/positive power cable blue(brand: Nokia) | 1 | PC | 6 | 0 | 6 | 0 |  |  |  |  | 0 | 6
FX4 & FX8 | n/a | 3FE29339HLAA | FX4 10mm2, 25m/positive power cable black(brand: Nokia) | 1 | PC | 2 | 0 | 2 | 0 |  |  |  |  | 0 | 2
FX4 & FX8 | n/a | 3FE29340HLAA | FX4 10mm2, 25m/positive power cable blue(brand: Nokia) | 1 | PC | 2 | 0 | 2 | 0 |  |  |  |  | 0 | 2
FX4 & FX8 | n/a | 3FE78483CAAA | Alarm cable 2m for DB15 (Brand : CPE) | 1 | PC | 26 | 23 | 3 | 0 |  |  |  |  | 0 | 26
QODC | 819499 | 3AP67211AAAA | QuickDeploymentOutdoorCabinDF16/MF255kg(brand: Nokia) | 1 | PC | 170 | 54 | 112 | 3 |  | 1 |  |  | 170 | 0
QODC | 819500 | 3AP67213ACAA | Base mounting kit for Quick ODC(brand: Nokia) | 1 | PC | 157 | 55 | 99 | 3 |  |  |  |  | 170 | -13 | Offset 6-polemount + 7-wallmount
QODC | 819500 | 3AP67213AAAA | Pole Mount Mat MF2 Cab. | 1 | PC | 6 | 0 | 6 | 0 | [5 empty] | 6
QODC | 819500 | 3AP67213ABAA | Wall Mount Mat MF2 Cab. | 1 | PC | 7 | 2 | 5 | 0 | [5 empty] | 7
QODC | n/a | L00SSEALANT-C | Sealant | 2 | PC | 302 | 64 | 235 | 3 |  |  |  |  | 340 | -38 | All invty are expired. If possible to pass on to subcon.
QODC | n/a | L00LTFC114 | LTC 1 1/4" | 15 | Meter | 1883 | 838 | 867 | 178 |  |  |  |  | 2550 | -667 | Offset from China 3FE82503AC | Possible punchlist due to color issue.- Black while GT use Grey
QODC | n/a | L00LTFC34 | LTC 3/4 " | 15 | Meter | 220 | 11 | 0 | 209 |  |  |  |  | 2550 | -2330 | Offset from China 3FE82503AD | Possible punchlist due to color issue.- Black while GT use Grey
QODC | n/a | L00LTFCCON34 | 3/4" straight connector black | 2 | PC | 137 | 33 | 76 | 28 |  |  |  |  | 340 | -203 | Offset from China 3FE82502AD
QODC | n/a | L00LTFCCON114 | 1 1/4" straight connector | 2 | PC | 221 | 83 | 112 | 26 |  |  |  |  | 340 | -119 | Offset from China 3FE82502AC
QODC | n/a | L00RC01-3.5 | 3.5MM x 2C PD ROYAL CORD (75m/roll) | 15 | Meter | 1467 | 891 | 532 | 44 |  |  |  |  | 2550 | -1083 | Rejected the request for PR/PO - no movement | Subject for PR
QODC | n/a | L00LUGS3.5MM | Terminal Lugs 3.5mm2 | 6 | PC | 1020 | 960 | 40 | 20 |  |  |  |  | 1020 | 0
QODC | n/a | L00LUGS3.6MM | Terminal Lugs 3.5-6 | 6 | PC | 2937 | 172 | 2765 | 0 |  |  |  |  | 1020 | 1917
QODC | n/a | Cable Ladder 3M | Cable Ladder 3M | 1 | PC | 24 | 9 | 13 | 2 | [5 empty] | 24 | Depend on the site requirement
QODC | n/a | L00PVCYEL001 | Acrylic Yellow Label (Grounding Label Tag) | 1 | PC | 267 | 59 | 208 | 0 |  |  |  |  | 170 | 97
QODC | n/a | 3FE82503AD | LTC Metallic 15 PA Coating（Brand: Nokia) | 15 | Meter | 3630 | 3630 | 0 | 0 | [5 empty] | 3630
QODC | n/a | 3FE82503AC | LTC Metallic 25 PA Coating（Brand: Nokia) | 15 | Meter | 888 | 888 | 0 | 0 | [5 empty] | 888
QODC | n/a | 3FE82502AD | LTC Connector 15（Brand: Nokia) | 2 | PC | 1484 | 1484 | 0 | 0 | [5 empty] | 1484
QODC | n/a | 3FE82502AC | LTC Connector 25（Brand: Nokia) | 2 | PC | 494 | 494 | 0 | 0 | [5 empty] | 494
QODC | n/a | 3FE82509AB | Conduit Coupler 1 inch M（Brand: Nokia) | 2 | PC | 248 | 248 | 0 | 0 | [5 empty] | 248
QODC | n/a | 3FE82508AB | Conduit Coupler ½ inch M（Brand: Nokia) | 2 | PC | 248 | 248 | 0 | 0 | [5 empty] | 248
QODC | n/a | 3FE78433AB | Nylon Nut M20（Brand: Nokia) | 2 | PC | 1488 | 1488 | 0 | 0 | [5 empty] | 1488
QODC | n/a | 3FE78433AA | Nylon Nut M32（Brand: Nokia) | 2 | PC | 496 | 496 | 0 | 0 | [5 empty] | 496
QODC | n/a | 3FE78434AB | Sealing Washer M20（Brand: Nokia) | 2 | PC | 1488 | 1488 | 0 | 0 | [5 empty] | 1488
QODC | n/a | 3FE78434AA | Sealing Washer M32（Brand: Nokia) | 2 | PC | 496 | 496 | 0 | 0 | [5 empty] | 496
QODC | n/a | 3FE82503AA | LIQUID TIGHT CONDUIT M32 PA6(brand: Nokia) | 1 | Meter | 2 | 2 | 0 | 0 | [5 empty] | 2
QODC | n/a | 3FE82503AB | LIQUID TIGHT CONDUIT M20 PA6(brand: Nokia) | 1 | Meter | 71 | 71 | 0 | 0 | [5 empty] | 71
QODC | n/a | 2308001-B | QODC Door Alarm Bracket | 1 | PC | 147 | 147 | 0 | 0 |  |  |  |  | 170 | -23 | All invty are retrurn from Rollout.
ODC | 816828 | 3AP67205BCAA-ODC | ODC Cabinet with MDF and other accessory, Rectifier (FP2 2KW*1) | 1 | PC | 28 | 24 | 1 | 3 |  |  |  |  | 28 | 0
ODC |  | 1AF30686AAAA | 25 Ah AGM battery _12V (6-GFM-105F) | 8 | PC | 224 | 184 | 8 | 32 |  |  |  |  | 224 | 0
ODC |  | Blaine-ODC_SB01 | ODC Support Bar for Battery Platform | 4 | PC | 112 | 98 | 2 | 12 |  |  |  |  | 112 | 0
ODC | n/a | SQCB40A | HOM240 SQUARED PLUGIN 40A 2P | 1 | PC | 2 | 1 | 1 | 0 | [5 empty] | 2 | Depend on the site requirement
ODC | n/a | L00CB40A | QOB240 Miniature Circuit Breaker 40AT/100AF, 2P 10 KAIC 120/240V | 1 | PC | 1 | 1 | 0 | 0 | [5 empty] | 1 | Depend on the site requirement
ODC | n/a | L0014THHNWIRE-BLK | 14MM THHN - Black (6 AWG) | 15 | Meter | 462 | 437 | 0 | 25 |  |  |  |  | 420 | 42
ODC | n/a | L0014THHNWIRE-RED | 14MM THHN - Red (6 AWG) | 15 | Meter | 462 | 437 | 0 | 25 |  |  |  |  | 420 | 42
ODC | n/a | ODC Base Frame | ODC Base Frame | 1 | PC | 5 | 2 | 1 | 2 | [5 empty] | 5 | Depend on the site requirement
ODC | n/a | S/S M12 x 120mm | S/S M12 x 120mm | 8 | PC | 40 | 16 | 8 | 16 | [5 empty] | 40 | Depend on the site requirement
ODC | n/a | M16 Expansion Bolt | M16 Expansion Bolt | 8 | PC | 40 | 16 | 8 | 16 | [5 empty] | 40 | Depend on the site requirement
RCO | 819635 | 1AF26955ABAA | Wireline Rectifier 8kW 2U,FP2(brand: Eltek) | 1 | PC | 97 | 64 | 11 | 1 |  | 15 | 3 | 3 | 104 | -7
RCO | n/a | 242100.12 | SMARTPACK R CONTROLLER | 1 | PC | 75 | 62 | 11 | 1 |  |  | 1
RCO | n/a | 241115.105 | (FLATPACK2 48/2000 HE) | 2 | PC | 169 | 128 | 35 | 2 |  |  |  | 4
RCO | n/a | 241115.105 | (FLATPACK2 48/2000 HE) | 2 | PC | 306 | 306 | 0 | 0
RCO | n/a | 241119.105 | FLATPACK2 48/3000 HE | 2 | PC | 15 | 15 | 0 | 0
RCO | 819634 | 1AF32123AAAA | DC Distribution Unit 12xPDU(brand: Eltek) | 1 | PC | 191 | 8 | 181 | 1 |  |  |  | 1 | 104 | 87
RCO | 819642 | 3FE77791AA | Door alarm KBM-121 White, 2A 250VAC(brand:Nokia) | 1 | PC | 91 | 79 | 11 | 1 |  |  |  |  | 104 | -13 | For Recon of 6pcs (7pcs was requested by Rollout)
RCO | 819643 | 3FE83118AA | Smoke sensor SD119-G-4 (brand:Nokia) | 1 | PC | 119 | 97 | 21 | 1 |  |  |  |  | 104 | 15
RCO | 819637 | 3FE82498AA | Liquid Sensor SC-LS-201(brand:Nokia) | 1 | PC | 97 | 85 | 11 | 1 |  |  |  |  | 104 | -7 | For Recon
RCO | 819645 | 3FE77792AA | IU Chassis Sensor 480x200x44mm(brand:Nokia) | 1 | PC | 103 | 91 | 11 | 1 |  |  |  |  | 104 | -1 | For Recon
RCO | 819644 | 3FE19427AB | Temperature Sensor Temp1 130x94.2mm(brand:Nokia) | 1 | PC | 101 | 89 | 11 | 1 |  |  |  |  | 104 | -3 | For Recon
RCO | n/a | L00DCBLK16MM2 | 16mm2 DC Cable Black | 4 | Meter | 749 | 435 | 306 | 8 |  |  |  |  | 416 | 333
RCO | n/a | L00DCBLU16MM2 | 16mm2 DC Cable Blue | 4 | Meter | 745 | 435 | 302 | 8 |  |  |  |  | 416 | 329
RCO | n/a | L005.5THHNWIRE-BLK | 4.5mm2/5.5mm2 AC cable Blue/Black | 6 | Meter | 657 | 480 | 169 | 8 |  |  |  |  | 624 | 33
RCO | n/a | L005.5THHNWIRE-RED | 4.5mm2/5.5mm2 AC cable Brown/Red | 6 | Meter | 652 | 480 | 168 | 4 |  |  |  |  | 624 | 28
RCO | n/a | L00RC01-3.5 | 3.5mm2 x 2c PD Royal Cord | 3 | Meter | 312 | 162 | 140 | 10 |  |  |  |  | 312 | 0
RCO | n/a | L00YG3.5MM2 | 3.5mm2/5.5mm2 Grounding | 4 | Meter | 131 | 20 | 111 | 0 |  |  |  |  | 131 | 0
RCO | n/a | L005.5THHNWIRE-GREEN | 3.5mm2/5.5mm2 Grounding | 4 | Meter | 496 | 492 | 0 | 4 |  |  |  |  | 285 | 211
RCO | n/a | L00YG8MM2 | 8mm2 Grounding Cable Yellow Green | 3 | Meter | 278.5 | 204 | 55 | 19.5 |  |  |  |  | 312 | -33.5 | Due to some site longer cable requirements | Subject for PR
RCO | n/a | L00LUGS3.5MM | Terminal Lugs 3.5mm2 | 10 | PC | 967 | 885 | 70 | 12 |  |  |  |  | 1040 | -73 |  | Subject for PR
RCO | n/a | L00LUGS5.5MM | 4.5mm2/5.5mm2 Terminal Lugs | 6 | PC | 2378 | 1713 | 665 | 0 |  |  |  |  | 624 | 1754
RCO | n/a | L00Lugs8mm2 | 8mm2 Terminal Lugs | 4 | PC | 1927 | 1327 | 600 | 0 |  |  |  |  | 416 | 1511
RCO | n/a | L00Lugs10mm2 | 10mm2 Terminal Lugs | 4 | PC | 1219 | 679 | 490 | 50 |  |  |  |  | 416 | 803
RCO | n/a | L00Lugs16mm2 | 16mm2 Terminal Lugs | 6 | PC | 2097 | 1684 | 363 | 50 |  |  |  |  | 624 | 1473
RCO | n/a | Blaine-8"Tie-Blk | 8" Cable Tie Black 100pcs/pack | 1 | PACK | 1691 | 456 | 236 | 999 |  |  |  |  | 104 | 1587
RCO | n/a | Blaine-3.5mm-Shrinkable | Shrinkable Tube for 3.5mm2/5.5mm2 | 1 | Meter | 156 | 113 | 35 | 8 |  |  |  |  | 104 | 52
RCO | n/a | Blaine-16mm-Shrinkable | Shrinkable tube 16mm x 200mm | 1 | PC | 1279 | 1071 | 191 | 17 |  |  |  |  | 104 | 1175
RCO | n/a | L00LUGS3.5MM_cable shoe | Perrule (Cable Shoe) 3.5mm2 | 10 | PC | 256 | 144 | 112 | 0 |  |  |  |  | 1040 | -784 | Offset from China Ferrule-4mm
RCO | n/a | L005.5INS | 3.5mm2/5.5mm2 Fully-Ins | 12 | PC | 2586 | 2208 | 378 | 0 |  |  |  |  | 1248 | 1338
RCO | n/a | L00CS14AWG-BL | 2.5mm2 Cable shoe Blue | 10 | PC | 518 | 144 | 374 | 0 |  |  |  |  | 1040 | -522 | Rejected the request for PR/PO - no movement | Subject for PR
RCO | n/a | L00CS14AWG-BK | 2.5mm2 Cable shoe Black | 10 | PC | 489 | 150 | 339 | 0 |  |  |  |  | 1040 | -551 | Rejected the request for PR/PO - no movement | Subject for PR
RCO | n/a | Blaine-2.5mmShoe | 2.5mm2 Cable Shoe Blue | 10 | PC | 3170 | 3170 | 0 | 0 |  |  |  |  | 1040 | 2130
RCO | n/a | L002URackExt | 19" Rack Extender | 2 | PC | 340 | 174 | 164 | 2 |  |  |  |  | 208 | 132
RCO | n/a | L00UTP01 | BELDEN CAT5 UTP CABLE | 3 | Meter | 138.5 | 31.5 | 100 | 7 |  |  |  |  | 312 | -173.5 | Offset from CAT6
RCO | n/a | L00UTP01-CAT6 | BELDEN CAT6 UTP CABLE | 3 | Meter | 1664 | 1664 | 0 | 0 |  |  |  |  | 0 | 1664
RCO | n/a | L004J4501 | RJ 45 connector | 2 | PC | 350 | 289 | 47 | 14 |  |  |  |  | 208 | 142
RCO | n/a | L00CB6A-N | 6A CIRCUIT BREAKER (NADER) 1P | 1 | PC | 12 | 9 | 3 | 0 |  |  |  |  | 0 | 12 | Depend on the site requirement
RCO | n/a | L00CB6A-S | 6A CIRCUIT BREAKER (Schneider) 1P | 1 | PC | 0 | 0 | 0 | 0 |  |  |  |  | 0 | 0 | Depend on the site requirement
RCO | n/a | L00CB10A-N | 10A CIRCUIT BREAKER (NADER) 1P | 1 | PC | 8 | 4 | 4 | 0 |  |  |  |  | 0 | 8 | Depend on the site requirement
RCO | n/a | L00CB16A-N | 16A CIRCUIT BREAKER (NADER) 1P | 1 | PC | 12 | 7 | 4 | 1 |  |  |  |  | 0 | 12 | Depend on the site requirement
RCO | n/a | L00CB16A-S | 16A CIRCUIT BREAKER (Schneider) 1P | 1 | PC | 3 | 3 | 0 | 0 |  |  |  |  | 0 | 3 | Depend on the site requirement
RCO | n/a | L00CB20A-N | 20A CIRCUIT BREAKER (NADER) 1P | 1 | PC | 10 | 7 | 3 | 0 |  |  |  |  | 0 | 10 | Depend on the site requirement
RCO | n/a | L00CB20A-S | 20A CIRCUIT BREAKER (Schneider) 1P | 1 | PC | 0 | 0 | 0 | 0 |  |  |  |  | 0 | 0 | Depend on the site requirement
RCO | n/a | L00CB25A-N | 25A CIRCUIT BREAKER (NADER) 1P | 1 | PC | 7 | 5 | 2 | 0 |  |  |  |  | 0 | 7 | Depend on the site requirement
RCO | n/a | L00CB25A-S | 25A CIRCUIT BREAKER (Schneider) 1P | 1 | PC | 2 | 2 | 0 | 0 |  |  |  |  | 0 | 2 | Depend on the site requirement
RCO | n/a | L00CB25A-CHNT | CHNT CIRCUIT BREAKER 25Amps 1P | 1 | PC | 3 | 2 | 0 | 1 |  |  |  |  | 0 | 3 | Depend on the site requirement
RCO | n/a | L00CB32A-CHNT | CHNT CIRCUIT BREAKER 32Amps 1P | 1 | PC | 4 | 4 | 0 | 0 |  |  |  |  | 0 | 4 | Depend on the site requirement
RCO | n/a | L00CB32A-N | 32A CIRCUIT BREAKER (NADER) 1P | 1 | PC | 2 | 2 | 0 | 0 |  |  |  |  | 0 | 2 | Depend on the site requirement
RCO | n/a | L00CB32A-S | 32A CIRCUIT BREAKER (Schneider) 1P | 1 | PC | 8 | 5 | 3 | 0 |  |  |  |  | 0 | 8 | Depend on the site requirement
RCO | n/a | L00CB40A-N | 40A CIRCUIT BREAKER (NADER) 1P | 1 | PC | 3 | 3 | 0 | 0 |  |  |  |  | 0 | 3 | Depend on the site requirement
RCO | n/a | L00CB63A-N | 63A CIRCUIT BREAKER (NADER) 1P | 1 | PC | 4 | 3 | 1 | 0 |  |  |  |  | 0 | 4 | Depend on the site requirement
RCO | n/a | L00CB63A-S | 63A CIRCUIT BREAKER (Schneider) 1P | 1 | PC | 0 | 0 | 0 | 0 |  |  |  |  | 0 | 0 | Depend on the site requirement
RCO | n/a | Ferrule-0.5mm | Insulated Ferrules, Single Wire Din End Sleeve, 0.5mm^2, 8.0mm Pin Length(Brand: Nokia) | - | PC | 190 | 190 | 0 | 0 |  |  |  |  | 0 | 190
RCO | n/a | Ferrule-1.5mm | Insulated Ferrules, Single Wire Din End Sleeve, 1.5mm^2, 10mm Pin Length(Brand: Nokia) | - | PC | 380 | 380 | 0 | 0 |  |  |  |  | 0 | 380
RCO | n/a | Ferrule-4mm | Insulated Ferrules, Single Wire Din End Sleeve, 4mm^2, 10mm Pin Length(Brand: Nokia) | - | PC | 950 | 950 | 0 | 0 |  |  |  |  | 0 | 950
RCO | n/a | RCOPWR2cx1.5mm | Cable-Power*2, 2x1.5mm^2, 30*0.26, Brown and Blue Insulation, Black Sheath, LSZH, 300/500V(Brand: Nokia) | - | PC | 285 | 285 | 0 | 0 |  |  |  |  | 0 | 285
RCO | n/a | RCOSGNL-0.5mm | Cable-Signal, 0.5mm^2, 16*0.21, Black, LSZH(Brand: Nokia) | - | PC | 96 | 96 | 0 | 0 |  |  |  |  | 0 | 96
RCO | n/a | T-Block | Alarm Terminal Block | 1 | PC | 104 | 92 | 12 | 0 |  |  |  |  | 104 | 0
ISAM | 816725 | 3FE68313AA | 7363MX6ShelfEquipmentChassiswFanUnit | 1 | PC | 107 | 44 | 29 | 1 | 32 |  |  | 1 | 107 | 0
ISAM | 816728 | 3FE71637AA | 32pVplusLTServiceCARDS+SubsCablew/MELT | 1 | PC | 401 | 186 | 73 | 15 | 126 |  |  | 1 |  | 401
ISAM | 816730 | 3FE68425AA | POTSLTw/splitterCARDSSubsCable32p | 1 | PC | 90 | 40 | 12 | 14 | 24 |  |  |  |  | 90
ISAM | 816724 | 3FE68319AB | 7363ISAMMX-6DustFilterEquipmentrack | 1 | PC | 112 | 48 | 28 | 0 | 36 |  |  |  | 118 | -6 | Due to Incomplete Returns by subcon.
ISAM | 810266 | 3FE62600AA | Optical Transceiver SFP+,1310nm SM,10km(brand: Nokia) (10GBase-LR) | 2 | PC | 553 | 234 | 299 | 20 | 0 |  |  |  | 236 | 317
ISAM | 810760 | 3FE68454AA | BG-64ETSIMOUNTINGKIT | 1 | PC | 123 | 64 | 23 | 0 | 36 |  |  |  | 118 | 5
ISAM | 816726 | 3FE68339AB | 7363ISAMMX-6NTRANT-AControlCard | 1 | PC | 106 | 31 | 25 | 2 | 36 |  | 6 | 6 | 118 | -12 | Due to Incomplete Returns by subcon.
ISAM | 816727 | 3FE68410BA | 7363ISAMMX-6NTIOControlCardDC-power | 1 | PC | 117 | 47 | 29 | 2 | 36 |  | 1 | 2 | 118 | -1 | Due to Incomplete Returns by subcon.
ISAM | 817832 | 3FE68309AA | 7363ISAMMX-6DummyStiffner(frontpanel) | 1 | PC | 614 | 270 | 51 | 23 | 270 |  |  |  | 118 | 496
ISAM | 816731 | 3FE68461AA | InterconnectionCableLSZH32pair,26AWG | 1 | PC | 139 | 36 | 46 | 14 | 43 |  |  |  | 90 | 49
ISAM | 817833 | 3FE25774AA | OpticalModuleTransceiverGE10KM1G11dB | 1 | PC | 133 | 2 | 87 | 2 | 42 |  |  |  | 118 | 15
ISAM | 816733 | 3FE68762DA | 7363ISAMMX-6DCPowerCable(3m) | 2 | PC | 619 | 590 | 25 | 4 |  |  |  |  | 236 | 383
ISAM | n/a | 3FE68762GA | 7363 ISAM MX-6 POWER CABLE (10m)(brand: Nokia) | 2 | PC | 95 | 1 | 40 | 0 | 54 |  |  |  | 0 | 95
ISAM | n/a | 3FE68762GL | 7363ISAMMX-6DCPowerCable(15m) | 2 | PC | 146 | 127 | 19 | 0 |  |  |  |  | 0 | 146
ISAM | n/a | 3FE68762EL | 7363ISAMMX-6DCPowerCable(15m) | 2 | PC | 31 | 14 | 15 | 2 |  |  |  |  | 0 | 31
ISAM | 816729 | 3FE68460DA | 7363ISAMMX-632pMDFCable(3m) | 1 | PC | 602 | 508 | 93 | 1 |  |  |  |  | 401 | 201
ISAM | n/a | 3FE68460HA | 7363ISAMMX-632pMDFCable(20m) | 1 | PC | 81 | 37 | 38 | 6 |  |  |  |  | 0 | 81
ISAM | n/a | 3FE68460GA | 7363 ISAM MX-6 MDF Cable 10m (brand: Nokia) | 1 | PC | 260 | 252 | 8 | 0 |  |  |  |  | 0 | 260
ISAM | n/a | 3FE68460GL | 7363 ISAM MX-6 MDF Cable 15m (brand: Nokia) | 1 | PC | 103 | 93 | 0 | 10 |  |  |  |  | 0 | 103
ISAM | n/a | 3FE68460EL | 7363 ISAM MX-6 MDF Cable 5m (brand: Nokia) | 1 | PC | 88 | 63 | 0 | 25 |  |  |  |  | 0 | 88
ISAM | n/a | 3FE68460FJ | 7363 ISAM MX-6 MDF Cable 7m (brand: Nokia) | 1 | PC | 8 | 5 | 0 | 3 |  |  |  |  | 0 | 8
ISAM | 816827 | 1PTBTNT010 | OVP-5PTSURGEPROTECTIONMAGAZINE | 4 | PC | 2227 | 1787 | 418 | 22 |  |  |  |  | 1964 | 263
ISAM | 816827 | MT90A/NT | MDFKRONEBLOCKS | 4 | PC | 1970 | 1616 | 354 | 0 |  |  |  |  | 1964 | 6
ISAM | n/a | L001X10TBMF01 | TUBULARBACKMOUNTFRAME1X10 | 1 | PC | 141 | 133 | 8 | 0 |  |  |  |  | 118 | 23 | Depend on the site requirement
ISAM | n/a | L001X5TBMF01 | TUBULARBACKMOUNTFRAME1X5 | 1 | PC | 68 | 63 | 5 | 0 | [5 empty] | 68 | Depend on the site requirement
ISAM | 815066 | 3FE27505DAAA | WIREGROUNDINGCABLE(3m/pc)YELLOW/GREEN2.5MMN/A | 1 | PC | 172 | 71 | 76 | 25 |  |  |  |  | 118 | 54
Part of 94 | 816841 | 3AP67079BAAA | Customerized TBX Adaptor (HW) | 1 | PC | 90 | 90 | 0 | 0 |  |  |  |  | 0 | 90
Blaine Adaptor | 816841 | 3AP67079BAAA | Customerized TBX Adaptor (HW) | 1 | PC | 52 | 35 | 0 | 3 | 14 |  |  |  | 0 | 52
Blaine Adaptor | n/a | 3AP67079BAAA-3T | Customerized TBX Adaptor (3 TYPE) | 1 | PC | 0 | 0 | 0 | 0 |  |  |  |  | 0 | 0
Blaine Adaptor | n/a | 3AP67079BBAA | TBX ADAPTOR OPAC (OPAC L Standalone/with MSAN) | 1 | PC | 90 | 90 | 0 | 0 |  |  |  |  | 90 | 0
Blaine Adaptor | n/a | 3AP67079BDAA | TBX ADAPTOR ALU (ALU Standalone/with MSAN) | 1 | PC | 6 | 6 | 0 | 0 |  |  |  |  | 0 | 6
Blaine Adaptor | n/a | 3AP67079BEAA | TBX ADAPTOR OPAC S (OPAC S Standalone/with MSAN) | 1 | PC | 0 | 0 | 0 | 0 |  |  |  |  | 0 | 0
Blaine Topbox | 816668 | 3AP67205BAAA | TBX MSAN GLOBE CCFR (Huawei Standalone) | 1 | PC | 6 | 1 | 0 | 3 |  | 2 |  |  | 0 | 6
Blaine Topbox | 816668 | 3AP67205BDAA | TBX MSAN GLOBE CCF L ((ECI,ALU,OPAC)TBX Standalone) | 1 | PC | 0 | 0 | 0 | 0 |  |  |  |  | 0 | 0
Blaine Topbox | 816668 | 3AP67205BFAA | TBX NOKIA MX CCF DC L ((ECI,ALU,OPAC) TBX with MSAN) | 1 | PC | 89 | 85 | 0 | 0 |  | 4 |  |  | 89 | 0
Blaine Topbox | 816668 | 3AP67205BGAA | TBX NOKIA MX CCF DC R (Huawei with Nokia MSAN) | 1 | PC | 60 | 37 | 1 | 0 | 14 | 8 |  |  | 90 | -30
FTTH Topbox | 819503 | 3AP67210AAAA | Topbox A for Small to Mid Cap 1430*700*600 (HT) | 1 | PC | 28 | 6 | 22 | 0 |  |  |  |  | 28 | 0
FTTH Adaptor | 816841 | 3AP67079BAAA | Customerized TBX Adaptor (HW) | 1 | PC | 28 | 5 | 23 | 0 |  |  |  |  | 28 | 0
FTTH Topbox | 819503 | 3AP67210ABAA | Topbox B for Small to Mid Cap 1430*700*600 (ECI) | 1 | PC | 9 | 1 | 8 | 0 |  |  |  |  | 9 | 0
FTTH Adaptor | 819505 | 3AP67079BCAA | Topbox Adapter ECI ODC (brand: Nokia) | 1 | PC | 7 | 1 | 6 | 0 |  |  |  |  | 7 | 0
Topbox | n/a | Blaine-12mmShrinkable | SHRINKABLE TUBE 12 MM | 2 | PC | 1521 | 834 | 642 | 45 |  |  |  |  | 444 | 1077
Topbox | n/a | Blaine-8mmShrinkable | SHRINKABLE TUBE 8 MM | 2 | PC | 1108.5 | 534.5 | 568 | 6 |  |  |  |  | 444 | 664.5
Topbox | n/a | Blaine-Sealant White | Silicon Sealant (White) | 2 | PC | 292 | 265 | 23 | 4 |  |  |  |  | 384 | -92 | All invty are expired. If possible to pass on to subcon.
Topbox | n/a | L00RC01ETERN | Power cable WDZ-RYY-2*2.5 (Brand: ETERN) Royal Cord | 3 | Meter | 713 | 516 | 197 | 0 |  |  |  |  | 666 | 47
Topbox | n/a | L00LUGS3.5MM | Terminal lugs 3.5mm (Silver) | 4 | PC | 0 | 0 | 0 | 0 |  |  |  |  | 768 | -768 |  | Subject for PR
Topbox | n/a | Blaine-2mmLugs | 2mm Terminal lugs | 2 | PC | 604 | 556 | 39 | 9 |  |  |  |  | 444 | 160
Topbox | n/a | L00CS14AWG | Cable shoe 14AWG | 4 | PC | 382 | 373 | 0 | 9 |  |  |  |  | 768 | -386 |  | Subject for PR
Topbox | n/a | L004J4501 | Rj 45 connector | 2 | PC | 350 | 289 | 47 | 14 |  |  |  |  | 384 | -34 | Used in RCO due to modification | Subject for PR
Topbox | n/a | L00UTP01 | BELDEN CAT5 UTP CABLE | 3 | Meter | 0 | 0 | 0 | 0 |  |  |  |  | 576 | -576 | Offset from CAT6
Topbox | n/a | L00UTP01-CAT6 | BELDEN CAT6 UTP CABLE | 3 | Meter | 1664 | 1664 | 0 | 0 |  |  |  |  | 0 | 1664
Topbox | n/a | LOORB01 | RJ45 RUBBER BOOTS | 1 | PC | 599 | 362 | 237 | 0 |  |  |  |  | 222 | 377
Patch Cord | 805551 | 3FE52344DAAA | Simplex patch cord, LC/UPC - LC/UPC 3m(brand: Nokia) | 8 | PC | 730 | 341 | 388 | 1 |  |  |  |  | 1024 | -294 | Offset from 5meters
Patch Cord | n/a | 3FE52344ELAA | Simplex patch cord, LC/UPC - LC/UPC 5m(brand: Nokia) | 8 | PC | 553 | 215 | 328 | 10 |  |  |  |  | 0 | 553
Patch Cord | n/a | 3FE52344FLAA | Simplex patch cord, LC/UPC - LC/UPC 8m(brand: Nokia) | 8 | PC | 404 | 28 | 371 | 5 |  |  |  |  | 0 | 404
Patch Cord | n/a | 3FE52344GAAA | Simplex patch cord, LC/UPC - LC/UPC 10m(brand: Nokia) | 8 | PC | 540 | 10 | 484 | 46 |  |  |  |  | 0 | 540
Patch Cord | n/a | 3FE52344GLAA | Simplex Patch cord, LC/UPC - LC/UPC 15m(brand: Nokia) | 8 | PC | 529 | 78 | 442 | 9 |  |  |  |  | 0 | 529
Patch Cord | n/a | 3FE52344HAAA | Simplex Patch cord, LC/UPC - LC/UPC 20m(brand: Nokia) | 8 | PC | 278 | 58 | 214 | 6 |  |  |  |  | 0 | 278
Patch Cord | n/a | 3FE52344HLAA | Simplex Patch cord, LC/UPC - LC/UPC 25m(brand: Nokia) | 8 | PC | 117 | 8 | 107 | 2 |  |  |  |  | 0 | 117
Patch Cord | n/a | L00FOC-LC/LC-SM-30M | Simplex Patch cord, LC/UPC - LC/UPC 30m(brand: Nokia) | 8 | PC | 2 | 0 | 2 | 0 |  |  |  |  | 0 | 2
Patch Cord | n/a | 3FE52344JLAA | Simplex Patch cord, LC/UPC - LC/UPC 40m(brand: Nokia) | 8 | PC | 4 | 0 | 4 | 0 |  |  |  |  | 0 | 4
Patch Cord | n/a | 3FE60713BLAA | Simplex patch cord, SC/UPC -SC/APC 1.5m(brand: Nokia) | 8 | PC | 328 | 152 | 96 | 80 |  |  |  |  | 0 | 328
Patch Cord | n/a | 3FE60713CAAA | Simplex Patch Cord, SC/UPC - SC/APC 2m(brand: Nokia) | 8 | PC | 1503 | 1204 | 104 | 195 |  |  |  |  | 0 | 1503
Patch Cord | n/a | 3FE60713DAAA | Simplex patch cord, SC/UPC -SC/APC 3m(brand: Nokia) | 8 | PC | 208 | 0 | 180 | 28 |  |  |  |  | 1024 | -816 | Offset from 5meters
Patch Cord | n/a | 3FE60713ELAA | Simplex patch cord, SC/UPC -SC/APC 5m(brand: Nokia) | 8 | PC | 959 | 0 | 879 | 80 |  |  |  |  | 0 | 959
Patch Cord | n/a | 3FE60713FLAA | Simplex patch cord, SC/UPC -SC/APC 8m(brand: Nokia) | 8 | PC | 618 | 178 | 440 | 0 |  |  |  |  | 0 | 618
Patch Cord | n/a | 3FE60713GAAA | Simplex patch cord, SC/UPC -SC/APC 10m(brand: Nokia) | 8 | PC | 889 | 204 | 685 | 0 |  |  |  |  | 0 | 889
Patch Cord | 806277 | 3FE60713GLAA | Simplex patch cord, SC/UPC -SC/APC 15m(brand: Nokia) | 8 | PC | 894 | 246 | 577 | 71 |  |  |  |  | 0 | 894
Patch Cord | 805864 | 3FE28525HAAA | Simplex patch cord, LC/UPC - SC 20m(brand: Nokia) | 8 | PC | 19 | 0 | 19 | 0 |  |  |  |  | 0 | 19
Accessories | N/A | 3FE82520AAAA | MPP-19inch Fiber Spooler | 1 | PC | 4 | 4 | 0 | 0
Accessories | N/A | 3FE82521AAAA | MPP-Fiber Spooler | 1 | PC | 47 | 47 | 0 | 0
Accessories | N/A | 3FE49207AA | XGS N1-N2 (I-t) SFP+ ONU | 1 | PC | 20 | 20 | 0 | 0
Accessories | N/A | 3FE48064AA | Beacon6 HA-0336G-A (US Plug) | 1 | PC | 4 | 4 | 0 | 0
Spare | N/A | 3FE76762AA-S | Lightspan MF-2 shelf incl. fan unit (LMXR-A) | 1 | PC | 3 | 3 | 0 | 0
Spare | N/A | 3FE76353AA-S | Lightspan MF 16port Multi-PON Line board (LWLT-C) | 1 | PC | 23 | 23 | 0 | 0
Spare | N/A | 3FE62600AA-SMF2 | Optical Transceiver SFP+,1310nm SM,10km | 2 | PC | 1 | 1 | 0 | 0
Spare | N/A | 3FE53441AA-SMF2 | PON Transceiver20km1310nm(Tx)1490nm(Rx) | 8 | PC | 82 | 82 | 0 | 0
Spare | N/A | 3FE47581AB-SMF2 | Transcvr XGS-PON/GPON MPM B+(28dBm)Ctemp | 8 | PC | 4 | 4 | 0 | 0
Spare | N/A | 3FE47581AF-SMF2 | PON Transceiver OSGXGSC 10G SFP+ | 8 | PC | 80 | 80 | 0 | 0
Spare | N/A | 3FE76476AA-SMF2 | LightspanMF-2 240Gbps NT with clocksync | 2 | PC | 0 | 0 | 0 | 0
Spare | N/A | 3FE76559BA-SMF2 | Lightspan MF-2 DC power module | 2 | PC | 1 | 1 | 0 | 0
Spare | N/A | 3FE68319AB-S | 7363Intelligent Services Access Manager(ISAM) MX-6 DustFilter (brand: Nokia) | 1 | PC | 8 | 8 | 0 | 0
Spare | N/A | 3FE68313AA-S | 7363 Intelligent Services Access Manager(ISAM) MX-6 Shelf (brand: Nokia) | 1 | PC | 11 | 11 | 0 | 0
Spare | N/A | 3FE68339AB-S | 7363 Intelligent Services Access Manager(ISAM) MX-6 NT RANT-A (brand: Nokia) | 1 | PC | 22 | 22 | 0 | 0
Spare | N/A | 3FE68410BA-S | 7363ISAMMX-6NTIOControlCardDC-power | 1 | PC | 13 | 13 | 0 | 0
Spare | N/A | 3FE71637AA-S | 7363 Intelligent Services Access Manager(ISAM) MX-6 32p Vplus LT with MELT(brand: Nokia) | 1 | PC | 93 | 93 | 0 | 0
Spare | N/A | 3FE68425AA-S | 7363 Intelligent Services Access Manager (ISAM) 32p POTS LT with integrated splitter(brand: Nokia) | 1 | PC | 35 | 35 | 0 | 0
Spare | N/A | 3FE62600AA-S | SFP+ Pluggable Optical Module, 10GE LR SM 1310nm, -40℃ to +85℃ 10KM(11dB) (brand: Nokia) | 2 | PC | 16 | 16 | 0 | 0
Spare | N/A | 3AP67205BGAA-S | TBX NOKIA MX CCF DC R (Huawei with Nokia MSAN) | 1 | PC | 14 | 14 | 0 | 0
Spare | N/A | 3AP67079BAAA-S | Customerized Adaptor Aluminum Alloy 2mm (brand: Nokia) | 1 | PC | 14 | 14 | 0 | 0
Note on AC3: Candia Bongalonta, Niko (EXT-NSB - PH/Taguig City): -10 packages of DF16 has no SFP of this type

## Equipment Summary
Number | Equipment Type | GT Material Code | PART NUMBER | MATERIAL DESCRIPTION | Average Request Qty per Site | UoM | Total Available | NP MNL | AIC CEB | AIC DAV | Defective | RMA | Additional Purchase | CEB to MNL 09262025
1 | MF2 Chasis | 819411 | 3FE76762AA | Lightspan MF-2 shelf incl. fan unit (LMXR-A) | 1 | pc | 112 | 85 | 18 | 2 | 7 |  |  | 90
2 | MF2 | n/a | 3FE76518AA | MF2-FAN Module | 1 | pc | 108 | 85 | 18 | 2 | 3 |  |  | 90
3 | MF2 Card | 819430 | 3FE76353AA | Lightspan MF 16port Multi-PON Line board (LWLT-C) | 1 | pc | 17 | 0 | 5 | 0 | 12 |  |  | 0
4 | MF2 | 819429 | 3FE76476AA | LightspanMF-2 240Gbps NT with clock sync(brand: Nokia) (LMNT-A) | 2 | pc | 233 | 150 | 47 | 27 | 9 |  |  | 138
5 | MF2 | 819412 | 3FE76559BA | Lightspan MF-2 DC power module (LPWR-B DC) | 2 | pc | 243 | 182 | 36 | 25 |  |  |  | 187
6 | MF2 | 820215 | 3FE77035BA | Lightspan MF LT dmmy plte (388x204x25)mm | if needed | pc | 246 | 202 | 19 | 25 |  |  |  | 93
7 | MF2 | 819454 | 3FE69465AA | Universal dummy plate | if needed | pc | 37 | 35 | 0 | 2 |  |  |  | 1
8 | MF2 | 820687 | 3FE77365BA | Lightspan MF-2 DC power cable ETSI (10m) (brand: Nokia | 2 | pc | 400 | 362 | 36 | 2 |  |  |  | 232
9 | MF2 | 807134 | 3FE29431GLAA | SNGLE PGND CABLE 15M 10AWG G&Y | 1 | pc | 327 | 327 | 0 | 0 |  |  |  | 174
10 | SFP | 810266 | 3FE62600AA | Optical Transceiver SFP+,1310nm SM,10km(brand: Nokia) (10GBase-LR) | 2 | pc | 904 | 831 | 34 | 39 |  |  |  | 326
11 | SFP | 819464 | 3FE53441AA | PON Transceiver20km 1310nm(Tx)1490nm(Rx) - GPON SFP B+ | 8 | pc | 417 | 380 | 0 | 37 |  |  |  | 369
12 | SFP | 819471 | 3FE47581AF | PON Transceiver OSGXGSC 10G SFP+ | 8 | pc | 21 | 21 | 0 | 0 |  |  |  | 32
13 | SFP | 819421 | 3FE47581AB | Transcvr XGS-PON/GPON MPM B+(28dBm)Ctemp | 8 | pc | 433 | 346 | 0 | 87 |  |  |  | 15
14 | ACCESSORIES | 819435 | L00OBR19 | 19" Open Bay Rack | if needed | pc | 14 | 10 | 1 | 3 |  |  |  | 0
15 | FX4/FX8 Card | 819432 | 3FE76986AA | ISAM FX 16port GPON line card(brand: Nokia) | - | pc | 43 | 27 | 5 | 11 |  |  |  | 15
16 | FX4/FX8 | 819433 | 3FE71256AB | 7360 ISAM FX 1280Gbps NT with network clock synchronization capabilities, without SFPs (ETSI variant)(brand: Nokia) | 2 | pc | 17 | 4 | 6 | 6 | 1 |  |  | 0
17 | FX4 Chasis | 819413 | 3FE64991AB | Shelf 7360 ISAM FX-4 48V only(brand: Nokia) | 1 | pc | 8 | 3 | 2 | 3 |  |  |  | 0
18 | FX4 | 819414 | 3FE61087DA | Fiber Routing Kit ISAM FX-4(brand: Nokia) | 1 | pc | 11 | 6 | 2 | 3 |  |  |  | 0
19 | FX8 Chasis | 819415 | 3FE64936AB | 7360 ISAM FX-8 shelf (ETSI variant), 48V only, incl. BFAN unit(brand: Nokia) | 1 | pc | 1 | 1 | 0 | 0 |  |  |  | 0
20 | FX8 | 819416 | 3FE61087EA | ISAM FX-8 Fiber Routing Kit(brand: Nokia) | 1 | pc | 2 | 2 | 0 | 0 |  |  |  | 0
| DF16 v2 | 822328 | 3FE77670BA | CFXR-H DF16 | 1 | pc | 31 | 31 | 0 | 0
21 | DF16 | 820179 | 3FE77670AA | Lightspan DF-16GM shelf incl. fan unit, w/o dust filter(brand: Nokia) | 1 | pc | 23 | 23 | 0 | 0 |  |  |  | 0
22 | DF16 | 820180 | 3FE77645AA | Lightspan DF-16GM DC power module(brand: Nokia) | 2 | pc | 49 | 49 | 0 | 0 |  |  |  | 0
23 | DF16 | 819465 | 3FE53441AC | GPON Small form factor pluggable B+ (I-temp) OLT(brand: Nokia) | 8 | pc | 185 | 185 | 0 | 0 |  |  |  | 0
24 | DF16 | n/a | 3FE72993GA | DF 16GM POWER CABLES(10M)(BRAND: NOKIA) | 1 | pc | 55 | 53 | 2 | 0 |  |  |  | 0
25 | FX4 & FX8 | n/a | 3FE78483CA | Alarm cable 2m for DB15 (Brand : CPE) | 1 | pc | 21 | 21 | 0 | 0 |  |  |  | 0
26 | FX4 & FX8 | 819428 | 3FE29405HAAA | Positive Power Cable Black/10m(brand: Nokia)16mm | 2 | pc | 0 | 0 | 0 | 0 |  |  |  | 0
27 | FX4 & FX8 | 819428 | 3FE29405GAAA | Positive Power Cable Blue/10m(brand: Nokia)16mm | 2 | pc | 52 | 42 | 10 | 0 |  |  |  | 20
28 | FX4 & FX8 | 819427 | 3FE29404HAAA | Positive Power Cable Blue/10m(brand: Nokia) 16mm | 2 | pc | 6 | 6 | 0 | 0 |  |  |  | 0
29 | FX4 & FX8 | 819427 | 3FE29404GAAA | Positive Power Cable Black/10m(brand: Nokia)16mm | 2 | pc | 52 | 42 | 10 | 0 |  |  |  | 20
30 | FX4 & FX8 | n/a | 3FE29340HLAA | FX4 10mm2, 25m/positive power cable blue(brand: Nokia) | 1 | pc | 2 | 2 | 0 | 0 |  |  |  | 2
31 | FX4 & FX8 | n/a | 3FE29340HAAA | FX4 10mm2, 20m/positive power cable blue(brand: Nokia) | 1 | pc | 6 | 6 | 0 | 0 |  |  |  | 6
32 | FX4 & FX8 | n/a | 3FE29339HLAA | FX4 10mm2, 25m/positive power cable black(brand: Nokia) | 1 | pc | 2 | 2 | 0 | 0 |  |  |  | 2
33 | FX4 & FX8 | n/a | 3FE29339HAAA | FX4 10mm2, 20m/positive power cable black(brand: Nokia) | 1 | pc | 6 | 6 | 0 | 0 |  |  |  | 6
34 | FX4 & FX8 | n/a | 3FE29338HAAA | FX4 16mm2, 20m/positive power cable black(brand: Nokia) | 1 | pc | 10 | 10 | 0 | 0 |  |  |  | 10
35 | FX4 & FX8 | n/a | 3FE29338GLAA | FX4 16mm2, 15m/positive power cable blue(brand: Nokia) | 1 | pc | 36 | 36 | 0 | 0 |  |  |  | 36
36 | FX4 & FX8 | n/a | 3FE29337HAAA | FX4 16mm2, 20m/positive power cable blue(brand: Nokia) | 1 | pc | 10 | 10 | 0 | 0 |  |  |  | 10
37 | FX4 & FX8 | n/a | 3FE29337GLAA | FX4 16mm2, 15m/positive power cable black(brand: Nokia) | 1 | pc | 36 | 36 | 0 | 0 |  |  |  | 36
38 | RCO | 819635 | 1AF26955ABAA | Wireline Rectifier 8kW 2U,FP2(brand: Eltek) | 1 | pc | 78 | 62 | 10 | 0 | 6 |  |  | 13
39 | RCO | n/a | 242100.12 | SMARTPACK R CONTROLLER | 1 | pc | 66 | 65 | 0 | 0 | 1 |  |  | 13
40 | RCO | n/a | 241115.105 | (FLATPACK2 48/2000 HE) | 2 | pc | 554 | 418 | 116 | 0 | 20 |  |  | 26
41 | RCO | n/a | 241119.105 | FLATPACK2 48/3000 HE | 2 | pc | 16 | 16 | 0 | 0 |  |  |  | 0
42 | RCO | 819634 | 1AF32123AAAA | DC Distribution Unit 12xPDU(brand: Eltek) | 1 | pc | 153 | 143 | 10 | 0 |  |  |  | 138
43 | RCO | 819643 | 3FE83118AA | Smoke sensor SD119-G-4 (brand:Nokia) | 1 | pc | 78 | 67 | 10 | 1 |  |  |  | 24
44 | RCO | 819637 | 3FE82498AA | Liquid Sensor SC-LS-201(brand:Nokia) | 1 | pc | 50 | 39 | 10 | 1 |  |  | 6 | 14
45 | RCO | 819645 | 3FE77792AA | IU Chassis Sensor 480x200x44mm(brand:Nokia) | 1 | pc | 59 | 49 | 10 | 0 |  |  |  | 13
46 | RCO | 819642 | 3FE77791AA | Door alarm KBM-121 White, 2A 250VAC(brand:Nokia) | 1 | pc | 59 | 48 | 10 | 1 |  |  | 6 | 14
47 | RCO | 819644 | 3FE19427AB | Temperature Sensor Temp1 130x94.2mm(brand:Nokia) | 1 | pc | 53 | 42 | 10 | 1 |  |  | 6 | 13
48 | RCO | n/a | 819296 | MIN 2000W HE RECTIFIER MODULE | - | pc | 0 | 0 | 0 | 0 |  |  |  | 0
49 | QODC | 819500 | 3AP67213ACAA | Base mounting kit for Quick ODC(brand: Nokia) | 1 | pc | 146 | 124 | 20 | 2 |  |  |  | 15
50 | QODC | 819500 | 3AP67213ABAA | Wall Mount Mat MF2 Cab. | 1 | pc | 6 | 6 | 0 | 0 |  |  |  | 5
51 | QODC | 819500 | 3AP67213AAAA | Pole Mount Mat MF2 Cab. | 1 | pc | 6 | 6 | 0 | 0 |  |  |  | 6
52 | QODC | 819499 | 3AP67211AAAA | QuickDeploymentOutdoorCabinDF16/MF255kg(brand: Nokia) | 1 | pc | 129 | 107 | 20 | 2 |  |  |  | 28
53 | QODC | n/a | 2308001-B | QODC Door Alarm Bracket | 1 | pc | 211 | 147 | 64 | 0 |  |  |  | 0
54 | ODC | 816828 | 3AP67205BCAA-ODC | ODC Cabinet with MDF and other accessory, Rectifier (FP2 2KW*1) | 1 | pc | 12 | 6 | 3 | 3 |  |  |  | 0
55 | ODC | 816828 | 1AF30686AAAA | 25 Ah AGM battery _12V (6-GFM-105F) | 8 | pc | 104 | 48 | 24 | 32 |  |  |  | 0
56 | ODC | 816828 | Blaine-ODC_SB01 | ODC Support Bar for Battery Platform | 4 | pc | 128 | 104 | 12 | 12 |  |  |  | 0
57 | ODC | n/a | ODC Base Frame | ODC Base Frame | 1 | pc | 14 | 12 | 2 | 0 |  |  |  | 0
58 | ODC | n/a | S/S M12 x 120mm | S/S M12 x 120mm | 8 | pc | 112 | 96 | 16 | 0 |  |  |  | 0
59 | ODC | n/a | M16 Expansion Bolt | M16 Expansion Bolt | 8 | pc | 56 | 40 | 16 | 0 |  |  |  | 0
60 | ISAM Chasis | 816725 | 3FE68313AA | 7363MX6ShelfEquipmentChassis | 1 | pc | 111 | 100 | 10 | 1 |  |  |  | 17
61 | ISAM | n/a | 3FE68315AB | ISAM Fan Module | 1 | pc | 115 | 103 | 10 | 0 | 2 |  |  | 17
62 | ISAM | 816724 | 3FE68319AB | 7363ISAMMX-6DustFilterEquipmentrack | 1 | pc | 123 | 113 | 10 | 0 |  |  |  | 16
63 | ISAM | 817832 | 3FE68309AA | 7363ISAMMX-6DummyStiffner(frontpanel) | 1 | pc | 353 | 283 | 47 | 23 |  |  |  | 0
64 | ISAM | 810760 | 3FE68454AA | BG-64ETSIMOUNTINGKIT | 1 | pc | 128 | 118 | 10 | 0 |  |  |  | 11
65 | ISAM Data Card | 816728 | 3FE71637AA | 32pVplusLTServiceCARDS+SubsCablew/MELT | 1 | pc | 487 | 462 | 10 | 15 |  |  |  | 55
66 | ISAM Voice Card | 816730 | 3FE68425AA | POTSLTw/splitterCARDSSubsCable32p | 1 | pc | 105 | 79 | 12 | 14 |  |  |  | 0
67 | ISAM | 816727 | 3FE68410BA | 7363ISAMMX-6NTIOControlCardDC-power | 1 | pc | 103 | 90 | 10 | 2 | 1 |  |  | 17
68 | ISAM | 816726 | 3FE68339AB | 7363ISAMMX-6NTRANT-AControlCard | 1 | pc | 104 | 87 | 10 | 2 | 5 |  |  | 13
69 | ISAM | 816731 | 3FE68461AA | InterconnectionCableLSZH32pair,26AWG | 1 | pc | 140 | 116 | 10 | 14 |  |  |  | 36
70 | ISAM | 817833 | 3FE25774AA | OpticalModuleTransceiverGE 10KM (1G) 11dB | 1 | pc | 28 | 16 | 10 | 2 |  |  |  | 77
71 | ISAM | 815066 | 3FE27505DAAA | WIREGROUNDINGCABLE(3m/pc)YELLOW/GREEN2.5MMN/A | 2 | pc | 171 | 70 | 76 | 25 |  |  |  | 0
72 | ISAM | 816827 | MT90A/NT | MDFKRONEBLOCKS | 8 | pc | 1982 | 1636 | 346 | 0 |  |  |  | 0
73 | ISAM | 816827 | 1PTBTNT010 | OVP-5PTSURGEPROTECTIONMAGAZINE | 8 | pc | 2237 | 1805 | 410 | 22 |  |  |  | 0
74 | ISAM | n/a | L001X5TBMF01 | TUBULARBACKMOUNTFRAME1X5 | 8 | pc | 129 | 124 | 5 | 0 |  |  |  | 0
75 | ISAM | n/a | L001X10TBMF01 | TUBULARBACKMOUNTFRAME1X10 | 1 | pc | 141 | 133 | 8 | 0 |  |  |  | 0
76 | ISAM | 817743 | 3FE68762GL | 7363ISAMMX-6DCPowerCable(15m) | 2 | pc | 143 | 124 | 19 | 0 |  |  |  | 0
77 | ISAM | 817742 | 3FE68762GA | 7363 ISAM MX-6 POWER CABLE (10m)(brand: Nokia) | 2 | pc | 90 | 52 | 38 | 0 |  |  |  | 0
78 | ISAM | 817741 | 3FE68762EL | 7363ISAMMX-6DCPowerCable(5m) | 2 | pc | 31 | 14 | 15 | 2 |  |  |  | 0
79 | ISAM | 816733 | 3FE68762DA | 7363ISAMMX-6DCPowerCable(3m) | 2 | pc | 619 | 590 | 25 | 4 |  |  |  | 0
80 | ISAM | 818423 | 3FE68460HA | 7363ISAMMX-632pMDFCable(20m) | 2 | pc | 81 | 37 | 38 | 6 |  |  |  | 0
81 | ISAM | 818422 | 3FE68460GL | 7363 ISAM MX-6 MDF Cable 15m (brand: Nokia) | 2 | pc | 17 | 5 | 2 | 10 |  |  |  | 0
82 | ISAM | 818421 | 3FE68460GA | 7363 ISAM MX-6 MDF Cable 10m (brand: Nokia) | 2 | pc | 261 | 253 | 8 | 0 |  |  |  | 0
83 | ISAM | n/a | 3FE68460FJ | 7363 ISAM MX-6 MDF Cable 7m (brand: Nokia) | 2 | pc | 9 | 6 | 0 | 3 |  |  |  | 0
84 | ISAM | 818420 | 3FE68460EL | 7363 ISAM MX-6 MDF Cable 5m (brand: Nokia) | 2 | pc | 25 | 0 | 0 | 25 |  |  |  | 0
85 | ISAM | 816729 | 3FE68460DA | 7363ISAMMX-632pMDFCable(3m) | 1 | pc | 908 | 816 | 91 | 1 |  |  |  | 0
86 | Part of 94 | 816841 | 3AP67079BAAA | Customerized TBX Adaptor (HW) | 1 | pc | 183 | 157 | 23 | 3 |  |  |  | 0
87 | Blaine Adaptor | 819507 | 3AP67079BEAA | TBX ADAPTOR OPAC S (OPAC S Standalone/with MSAN) | 1 | pc | 0 | 0 | 0 | 0 |  |  |  | 0
88 | Blaine Adaptor | 819506 | 3AP67079BDAA | TBX ADAPTOR ALU (ALU Standalone/with MSAN) | 1 | pc | 6 | 6 | 0 | 0 |  |  |  | 0
89 | Blaine Adaptor | 819504 | 3AP67079BBAA | TBX ADAPTOR OPAC (OPAC L Standalone/with MSAN) | 1 | pc | 90 | 90 | 0 | 0 |  |  |  | 0
90 | Blaine Adaptor | n/a | 3AP67079BAAA-3T | Customerized TBX Adaptor (3 TYPE) | 1 | pc | 0 | 0 | 0 | 0 |  |  |  | 0
91 | Blaine Adaptor | 816841 | 3AP67079BAAA | Customerized TBX Adaptor (HW) | 1 | pc | 183 | 157 | 23 | 3 |  |  |  | 0
92 | Blaine Topbox | 816668 | 3AP67205BGAA | TBX NOKIA MX CCF DC R (Huawei with Nokia MSAN) | 1 | pc | 58 | 49 | 1 | 0 | 8 |  |  | 0
93 | Blaine Topbox | 816668 | 3AP67205BFAA | TBX NOKIA MX CCF DC L ((ECI,ALU,OPAC) TBX with MSAN) | 1 | pc | 88 | 84 | 0 | 0 | 4 |  |  | 0
94 | Blaine Topbox | 816668 | 3AP67205BDAA | TBX MSAN GLOBE CCF L ((ECI,ALU,OPAC)TBX Standalone) | 1 | pc | 0 | 0 | 0 | 0 |  |  |  | 0
95 | Blaine Topbox | 816668 | 3AP67205BAAA | TBX MSAN GLOBE CCFR (Huawei Standalone) | 1 | pc | 6 | 1 | 0 | 3 | 2 |  |  | 0
96 | FTTH Topbox | 819503 | 3AP67210AAAA | Topbox A for Small to Mid Cap 1430*700*600 (HT) | 1 | pc | 28 | 6 | 22 | 0 |  |  |  | 0
97 | FTTH Adaptor | 816841 | 3AP67079BAAA | Customerized TBX Adaptor (HW) | 1 | pc | 183 | 157 | 23 | 3 |  |  |  | 0
98 | FTTH Topbox | 819503 | 3AP67210ABAA | Topbox B for Small to Mid Cap 1430*700*600 (ECI) | 1 | pc | 9 | 1 | 8 | 0 |  |  |  | 0
99 | FTTH Adaptor | 819505 | 3AP67079BCAA | Topbox Adapter ECI ODC (brand: Nokia) | 1 | pc | 7 | 1 | 6 | 0 |  |  |  | 0
100 | ACCESSORIES | n/a | T-Block | Alarm Terminal Block | 1 | pc | 64 | 41 | 23 | 0 |  |  |  | 0
101 | ACCESSORIES | n/a | SQCB40A | HOM240 SQUARED PLUGIN 40A 2P | 1 | pc | 1 | 0 | 1 | 0 |  |  |  | 0
102 | ACCESSORIES | n/a | L00YG8MM2 | 8mm2 Grounding Cable Yellow Green | 3 | meter | 216 | 153 | 52 | 11 |  |  |  | 0
103 | ACCESSORIES | n/a | L00YG3.5MM2 | 3.5mm2/5.5mm2 Grounding | 4 | meter | 3 | 0 | 3 | 0 |  |  |  | 0
104 | ACCESSORIES | n/a | L00YG16MM2 | WIRE GROUNDING CABLE YELLOW/GREEN 16MM N/A | 10 | meter | 0 | 0 | 0 | 0 |  |  |  | 0
105 | ACCESSORIES | n/a | L00UTP01-CAT6 | BELDEN CAT6 UTP CABLE | 15 | meter | 1283 | 1283 | 0 | 0 |  |  |  | 0
106 | ACCESSORIES | n/a | L00UTP01 | BELDEN CAT5 UTP CABLE | 3 | meter | 7 | 0 | 0 | 7 |  |  |  | 0
107 | ACCESSORIES | n/a | L00TL14AWG | Terminal Lugs (#14 AWG) | 6 | pc | 2766 | 1773 | 985 | 8 |  |  |  | 0
108 | ACCESSORIES | n/a | L00SSEALANT-C | Sealant | 2 | pc | 0 | 0 | 0 | 0 |  |  |  | 0
109 | ACCESSORIES | n/a | L00RC01ETERN | Power cable WDZ-RYY-2*2.5 (Brand: ETERN) Royal Cord | 3 | meter | 754 | 516 | 238 | 0 |  |  |  | 0
110 | ACCESSORIES | n/a | L00RC01-3.5 | 3.5MM x 2C PD ROYAL CORD (75m/roll) | 15 | meter | 1492 | 840 | 622 | 30 |  |  |  | 0
111 | ACCESSORIES | n/a | L00RB01 | RJ45 RUBBER BOOTS | 2 | pc | 334 | 334 | 0 | 0 |  |  |  | 0
112 | ACCESSORIES | n/a | L00PVCYEL001 | Acrylic Yellow Label (Grounding Label Tag) | 1 | pc | 239 | 31 | 208 | 0 |  |  |  | 0
113 | ACCESSORIES | n/a | L00Lugs8mm2 | terminal lugs 8mm | 4 | pc | 3612 | 3348 | 264 | 0 |  |  |  | 0
114 | ACCESSORIES | n/a | L00LUGS5.5MM | 4.5mm2/5.5mm2 Terminal Lugs | 6 | pc | 584 | 164 | 420 | 0 |  |  |  | 0
115 | ACCESSORIES | n/a | L00LUGS3.6MM | Terminal Lugs 3.5-6 | 6 | pc | 3800 | 2000 | 1800 | 0 |  |  |  | 2000
116 | ACCESSORIES | n/a | L00LUGS3.5MM_cable shoe | Perrule (Cable Shoe) 3.5mm2 | 10 | pc | 1581 | 1577 | 4 | 0 |  |  |  | 0
117 | ACCESSORIES | n/a | L00LUGS3.5MM | 3.5MM TERMINAL LUGS | 6 | pc | 2592 | 2538 | 21 | 33 |  |  |  | 0
118 | ACCESSORIES | n/a | L00Lugs16mm2 | 16-10mm2 Terminal Lugs | 2 | pc | 1755 | 1382 | 248 | 125 |  |  |  | 0
119 | ACCESSORIES | n/a | L00Lugs10mm2 | 10mm2 Terminal Lugs | 2 | pc | 779 | 207 | 520 | 52 |  |  |  | 0
120 | ACCESSORIES | n/a | L00LTFCCON34 | 3/4" straight connector black | 2 | pc | 120 | 26 | 72 | 22 |  |  |  | 0
121 | ACCESSORIES | n/a | L00LTFCCON114 | 1 1/4" straight connector | 2 | pc | 99 | 79 | 6 | 14 |  |  |  | 0
122 | ACCESSORIES | n/a | L00LTFC34 | LTC 3/4 " | 15 | meter | 250 | 36 | 0 | 214 |  |  |  | 0
123 | ACCESSORIES | n/a | L00LTFC114 | LTC 1 1/4" | 15 | meter | 1250 | 578 | 232 | 440 |  |  |  | 0
124 | ACCESSORIES | n/a | L00HLT_VELCRO_10M | VELCRO (HOOK & LOOP TIE) BLACK 10m/roll | 3 | meter | 4495 | 2196 | 2289 | 10 |  |  |  | 0
125 | ACCESSORIES | n/a | L00FLHO34 | flexible hose orange 3/4" | 12 | meter | 3476 | 1674 | 1640 | 162 |  |  |  | 0
126 | ACCESSORIES | n/a | L00DCBLU16MM2 | 16mm2 DC Cable Blue | 4 | meter | 486 | 430 | 48 | 8 |  |  |  | 0
127 | ACCESSORIES | n/a | L00DCBLK16MM2 | 16mm2 DC Cable Black | 4 | meter | 459 | 430 | 21 | 8 |  |  |  | 0
128 | ACCESSORIES | n/a | L00CS14AWG-BL | 2.5mm2 Cable shoe Blue | 4 | meter | 3893 | 3409 | 484 | 0 |  |  |  | 0
129 | ACCESSORIES | n/a | L00CS14AWG-BK | 2.5mm2 Cable shoe Black | 4 | meter | 136 | 120 | 16 | 0 |  |  |  | 0
130 | ACCESSORIES | n/a | L00CS14AWG | Cable shoe 14AWG | 4 | pc | 9 | 0 | 0 | 9 |  |  |  | 0
131 | ACCESSORIES | n/a | L00CB6A-S | 6A CIRCUIT BREAKER (Schneider) 1P | 1 | pc | 0 | 0 | 0 | 0 |  |  |  | 0
132 | ACCESSORIES | n/a | L00CB6A-N | 6A CIRCUIT BREAKER (NADER) 1P | 1 | pc | 12 | 3 | 9 | 0 |  |  |  | 0
133 | ACCESSORIES | n/a | L00CB63A-S | 63A CIRCUIT BREAKER (Schneider) 1P | 1 | pc | 0 | 0 | 0 | 0 |  |  |  | 0
134 | ACCESSORIES | n/a | L00CB63A-N | 63A CIRCUIT BREAKER (NADER) 1P | 1 | pc | 7 | 6 | 1 | 0 |  |  |  | 0
135 | ACCESSORIES | n/a | L00CB40A-N | 40A CIRCUIT BREAKER (NADER) 1P | 1 | pc | 3 | 3 | 0 | 0 |  |  |  | 0
136 | ACCESSORIES | n/a | L00CB40A | QOB240 Miniature Circuit Breaker 40AT/100AF, 2P 10 KAIC 120/240V | 1 | pc | 2 | 2 | 0 | 0 |  |  |  | 0
137 | ACCESSORIES | n/a | L00CB32A-S | 32A CIRCUIT BREAKER (Schneider) 1P | 1 | pc | 8 | 5 | 3 | 0 |  |  |  | 0
138 | ACCESSORIES | n/a | L00CB32A-N | 32A CIRCUIT BREAKER (NADER) 1P | 1 | pc | 5 | 0 | 5 | 0 |  |  |  | 0
139 | ACCESSORIES | n/a | L00CB32A-CHNT | CHNT CIRCUIT BREAKER 32Amps 1P | 1 | pc | 4 | 4 | 0 | 0 |  |  |  | 0
140 | ACCESSORIES | n/a | L00CB25A-S | 25A CIRCUIT BREAKER (Schneider) 1P | 1 | pc | 2 | 2 | 0 | 0 |  |  |  | 0
141 | ACCESSORIES | n/a | L00CB25A-N | 25A CIRCUIT BREAKER (NADER) 1P | 1 | pc | 7 | 2 | 5 | 0 |  |  |  | 0
142 | ACCESSORIES | n/a | L00CB25A-CHNT | CHNT CIRCUIT BREAKER 25Amps 1P | 1 | pc | 3 | 2 | 0 | 1 |  |  |  | 0
143 | ACCESSORIES | n/a | L00CB20A-S | 20A CIRCUIT BREAKER (Schneider) 1P | 1 | pc | 6 | 6 | 0 | 0 |  |  |  | 0
144 | ACCESSORIES | n/a | L00CB20A-N | 20A CIRCUIT BREAKER (NADER) 1P | 1 | pc | 9 | 2 | 7 | 0 |  |  |  | 0
145 | ACCESSORIES | n/a | L00CB16A-S | 16A CIRCUIT BREAKER (Schneider) 1P | 1 | pc | 3 | 0 | 3 | 0 |  |  |  | 0
146 | ACCESSORIES | n/a | L00CB16A-N | 16A CIRCUIT BREAKER (NADER) 1P | 1 | pc | 6 | 0 | 6 | 0 |  |  |  | 0
147 | ACCESSORIES | n/a | L00CB10A-N | 10A CIRCUIT BREAKER (NADER) 1P | 1 | pc | 6 | 2 | 4 | 0 |  |  |  | 0
148 | ACCESSORIES | n/a | L005.5THHNWIRE-RED | 4.5mm2/5.5mm2 AC cable Brown/Red | 6 | meter | 264 | 260 | 0 | 4 |  |  |  | 0
149 | ACCESSORIES | n/a | L005.5THHNWIRE-GREEN | 3.5mm2/5.5mm2 Grounding | 4 | meter | 468 | 312 | 156 | 0 |  |  |  | 0
150 | ACCESSORIES | n/a | L005.5THHNWIRE-BLK | 4.5mm2/5.5mm2 AC cable Blue/Black | 6 | meter | 268 | 260 | 0 | 8 |  |  |  | 0
151 | ACCESSORIES | n/a | L005.5INS | 3.5mm2/5.5mm2 Fully-Ins | 12 | pc | 1978 | 1877 | 101 | 0 |  |  |  | 0
152 | ACCESSORIES | n/a | L004J4501 | Rj 45 connector | 2 | pc | 230 | 216 | 0 | 14 |  |  |  | 0
153 | ACCESSORIES | n/a | L002URackExt | 19" Rack Extender | 2 | pc | 258 | 175 | 83 | 0 |  |  |  | 0
154 | ACCESSORIES | n/a | L0014THHNWIRE-RED | 14MM THHN - Red (6 AWG) | 15 | meter | 278 | 253 | 0 | 25 |  |  |  | 0
155 | ACCESSORIES | n/a | L0014THHNWIRE-BLK | 14MM THHN - Black (6 AWG) | 15 | meter | 278 | 253 | 0 | 25 |  |  |  | 0
156 | ACCESSORIES | n/a | Ferrule-4mm | Insulated Ferrules, Single Wire Din End Sleeve, 4mm^2, 10mm Pin Length(Brand: Nokia) | 4 | pc | 380 | 0 | 380 | 0 |  |  |  | 0
157 | ACCESSORIES | n/a | Ferrule-1.5mm | Insulated Ferrules, Single Wire Din End Sleeve, 1.5mm^2, 10mm Pin Length(Brand: Nokia) RED | 4 | pc | 0 | 0 | 0 | 0 |  |  |  | 0
158 | ACCESSORIES | n/a | Ferrule-0.5mm | Insulated Ferrules, Single Wire Din End Sleeve, 0.5mm^2, 8.0mm Pin Length(Brand: Nokia) | 4 | pc | 0 | 0 | 0 | 0 |  |  |  | 0
159 | ACCESSORIES | n/a | Cable Ladder 3M | Cable Ladder 3M | 1 | pc | 24 | 9 | 13 | 2 |  |  |  | 0
160 | ACCESSORIES | n/a | Blaine-Spiral-1/2mmx10ft | Spiral Wrap 10mmx10ft | 1 | pack | 508 | 270 | 216 | 22 |  |  |  | 0
161 | ACCESSORIES | n/a | Blaine-Sealant White | Silicon Sealant (White) | 2 | pc | 8 | 0 | 0 | 8 |  |  |  | 0
162 | ACCESSORIES | n/a | Blaine-Cartridge9mm | Labeller tape | 1 | pc | 453 | 442 | 4 | 7 |  |  |  | 0
163 | ACCESSORIES | n/a | Blaine-ButterflyTie | butterfly cable tie | 1 | pack | 1290 | 592 | 688 | 10 |  |  |  | 0
164 | ACCESSORIES | n/a | Blaine-8mmShrinkable | Shrinkable tube 8mm x 200mm | 3 | pc | 1464 | 901 | 559 | 4 |  |  |  | 0
165 | ACCESSORIES | n/a | Blaine-8"Tie-Blk | Plastic Cable Tie black | 1 | pack | 677 | 506 | 166 | 5 |  |  |  | 0
166 | ACCESSORIES | n/a | Blaine-8"Tie | Plastic Cable Tie white | 1 | pack | 184 | 182 | 0 | 2 |  |  |  | 0
167 | ACCESSORIES | n/a | Blaine-3.5mm-Shrinkable | Shrinkable Tube for 3.5mm2/5.5mm2 | 1 | meter | 814.5 | 809.5 | 5 | 0 |  |  |  | 0
168 | ACCESSORIES | n/a | Blaine-2mmLugs | 2mm Terminal lugs | 6 | pc | 47 | 0 | 39 | 8 |  |  |  | 0
169 | ACCESSORIES | n/a | Blaine-2.5mmShoe | 2.5mm2 Cable Shoe Blue | 4 | pc | 0 | 0 | 0 | 0 |  |  |  | 0
170 | ACCESSORIES | n/a | Blaine-16mm-Shrinkable | Shrinkable tube 16mm x 200mm | 3 | pc | 1007 | 785 | 179 | 43 |  |  |  | 0
171 | ACCESSORIES | n/a | Blaine-12mmShrinkable | Shrinkable tube 12mm x 200mm | 3 | pc | 966 | 282 | 641 | 43 |  |  |  | 0
172 | ACCESSORIES | n/a | 3FE82521AAAA | MPP-Fiber Spooler | 1 | pc | 44 | 44 | 0 | 0 |  |  |  | 0
173 | ACCESSORIES | n/a | 3FE82520AAAA | MPP-19inch Fiber Spooler | 1 | pc | 5 | 5 | 0 | 0 |  |  |  | 0
174 | ACCESSORIES | n/a | 3FE82509AB | Conduit Coupler 1 inch M（Brand: Nokia) | 2 | pc | 248 | 248 | 0 | 0 |  |  |  | 0
175 | ACCESSORIES | n/a | 3FE82508AB | Conduit Coupler ½ inch M（Brand: Nokia) | 2 | pc | 248 | 248 | 0 | 0 |  |  |  | 0
176 | ACCESSORIES | n/a | 3FE82503AD | LTC Metallic 15 PA Coating（Brand: Nokia) | 15 | meter | 4779 | 4779 | 0 | 0 |  |  |  | 0
177 | ACCESSORIES | n/a | 3FE82503AC | LTC Metallic 25 PA Coating（Brand: Nokia) | 15 | meter | 1288 | 1288 | 0 | 0 |  |  |  | 0
178 | ACCESSORIES | n/a | 3FE82503AB | LIQUID TIGHT CONDUIT M20 PA6(brand: Nokia) | 2 | meter | 71 | 71 | 0 | 0 |  |  |  | 0
179 | ACCESSORIES | n/a | 3FE82503AA | LIQUID TIGHT CONDUIT M32 PA6(brand: Nokia) | 2 | meter | 2 | 2 | 0 | 0 |  |  |  | 0
180 | ACCESSORIES | n/a | 3FE82502AD | LTC Connector 15（Brand: Nokia) | 2 | pc | 1449 | 1449 | 0 | 0 |  |  |  | 0
181 | ACCESSORIES | n/a | 3FE82502AC | LTC Connector 25（Brand: Nokia) | 2 | pc | 484 | 484 | 0 | 0 |  |  |  | 0
182 | ACCESSORIES | n/a | 3FE78434AB | Sealing Washer M20（Brand: Nokia) | 2 | pc | 1488 | 1488 | 0 | 0 |  |  |  | 0
183 | ACCESSORIES | n/a | 3FE78434AA | Sealing Washer M32（Brand: Nokia) | 2 | pc | 496 | 496 | 0 | 0 |  |  |  | 0
184 | ACCESSORIES | n/a | 3FE78433AB | Nylon Nut M20（Brand: Nokia) | 2 | pc | 1488 | 1488 | 0 | 0 |  |  |  | 0
185 | ACCESSORIES | n/a | 3FE78433AA | Nylon Nut M32（Brand: Nokia) | 2 | pc | 496 | 496 | 0 | 0 |  |  |  | 0
186 | ACCESSORIES | n/a | 3FE77365BA-15M | Power Cable Blue/Black 15m | 2 | pc | 45 | 45 | 0 | 0 |  |  |  | 35
187 | ACCESSORIES | n/a | 3FE77365AA_20m | Power Cable Blue/Black 20m | 2 | pc | 30 | 30 | 0 | 0 |  |  |  | 22
188 | ACCESSORIES | n/a | 1AZ661980001 | HT RVVZ Single Ground Cable 16mm2 (Yellow/Green) | 12 | meter | 606 | 313 | 170 | 123 |  |  |  | 536
189 | PATCH CORD | n/a | L00FOC-LC/LC-SM-30M | Simplex Patch cord, LC/UPC - LC/UPC 30m(brand: Nokia) | 2 | pc | 2 | 0 | 2 | 0 |  |  |  | 0
190 | PATCH CORD | 806277 | 3FE60713GLAA | Simplex patch cord, SC/UPC -SC/APC 15m(brand: Nokia) | 16 | pc | 704 | 602 | 79 | 23 |  |  |  | 500
191 | PATCH CORD | n/a | 3FE60713GAAA | Simplex patch cord, SC/UPC -SC/APC 10m(brand: Nokia) | 16 | pc | 695 | 542 | 153 | 0 |  |  |  | 500
192 | PATCH CORD | n/a | 3FE60713FLAA | Simplex patch cord, SC/UPC -SC/APC 8m(brand: Nokia) | 16 | pc | 574 | 534 | 40 | 0 |  |  |  | 400
193 | PATCH CORD | n/a | 3FE60713ELAA | Simplex patch cord, SC/UPC -SC/APC 5m(brand: Nokia) | 16 | pc | 962 | 507 | 375 | 80 |  |  |  | 500
194 | PATCH CORD | n/a | 3FE60713DAAA | Simplex patch cord, SC/UPC -SC/APC 3m(brand: Nokia) | 16 | pc | 1181 | 1057 | 99 | 25 |  |  |  | 0
195 | PATCH CORD | n/a | 3FE60713CAAA | Simplex Patch Cord, SC/UPC - SC/APC 2m(brand: Nokia) | 16 | pc | 1423 | 1124 | 104 | 195 |  |  |  | 0
196 | PATCH CORD | n/a | 3FE60713BLAA | Simplex patch cord, SC/UPC -SC/APC 1.5m(brand: Nokia) | 16 | pc | 191 | 0 | 98 | 93 |  |  |  | 0
197 | PATCH CORD | n/a | 3FE52344JLAA | Simplex Patch cord, LC/UPC - LC/UPC 40m(brand: Nokia) | 2 | pc | 4 | 0 | 4 | 0 |  |  |  | 0
198 | PATCH CORD | n/a | 3FE52344HLAA | Simplex Patch cord, LC/UPC - LC/UPC 25m(brand: Nokia) | 2 | pc | 119 | 117 | 0 | 2 |  |  |  | 107
199 | PATCH CORD | n/a | 3FE52344HAAA | Simplex Patch cord, LC/UPC - LC/UPC 20m(brand: Nokia) | 2 | pc | 400 | 358 | 35 | 7 |  |  |  | 180
200 | PATCH CORD | n/a | 3FE52344GLAA | Simplex Patch cord, LC/UPC - LC/UPC 15m(brand: Nokia) | 2 | pc | 518 | 373 | 138 | 7 |  |  |  | 300
201 | PATCH CORD | 818426 | 3FE52344GAAA | Simplex patch cord, LC/UPC - LC/UPC 10m(brand: Nokia) | 2 | pc | 519 | 298 | 178 | 43 |  |  |  | 300
202 | PATCH CORD | n/a | 3FE52344FLAA | Simplex patch cord, LC/UPC - LC/UPC 8m(brand: Nokia) | 2 | pc | 396 | 320 | 71 | 5 |  |  |  | 300
203 | PATCH CORD | n/a | 3FE52344ELAA | Simplex patch cord, LC/UPC - LC/UPC 5m(brand:Nokia) | 2 | pc | 545 | 462 | 75 | 8 |  |  |  | 250
204 | PATCH CORD | n/a | 3FE52344DAAA | Simplex patch cord, LC/UPC - LC/UPC 3m(brand: Nokia) | 2 | pc | 704 | 616 | 88 | 0 |  |  |  | 300
205 | PATCH CORD | 805864 | 3FE28525HAAA | Simplex patch cord, LC/UPC - SC 20m(brand: Nokia) | 16 | pc | 282 | 267 | 15 | 0 |  |  |  | 0
206 | SFP | n/a | 3FE49207AA | XGS N1-N2 (I-t) SFP+ ONU XGS-PON SFP ONT with 1588 (XS-010S-Z)(brand:Nokia) | - | pc | 33 | 3 | 30 | 0 |  |  |  | 0

## SFP (hidden)
Config
|  | MF2 | FX4 | FX8 | DF16 | ISAM | Requirement | Calculated Quantity | Current Inventory | Gap | Unit Price | Additional Purchase | Total Amount
3FE62600AA | Optical Transceiver SFP+,1310nm SM,10km(brand: Nokia) (10GBase-LR) | 2 | 2 | 2 | 2 | 2 | 310 | 620 | 904 | 284
3FE53441AA | PON Transceiver20km 1310nm(Tx)1490nm(Rx) - GPON SFP B+ | 8 | 8 | 8 | 0 | 0 | 128 | 1024 | 417 | -607 | 9.68 | 16 | 755.04
3FE47581AF | PON Transceiver OSGXGSC 10G SFP+ | 8 | 8 | 8 | 4 | 0 | 128 | 1024 | 982 | -42 | 60.36
3FE47581AB | Transcvr XGS-PON/GPON MPM B+(28dBm)Ctemp | [9 empty] | 55.91 | 16 | 3242.78
3FE53441AC | GPON Small form factor pluggable B+ (I-temp) OLT(brand: Nokia) | 0 | 0 | 0 | 8 | 0 | 25 | 200 | 185 | -15
3FE49207AA | XGS N1-N2 (I-t) SFP+ ONU XGS-PON SFP ONT with 1588 (XS-010S-Z)(brand:Nokia) | [5 empty] | 40 | 39 | 21 | -18
3FE76986AA | ISAM FX 16port GPON line card(brand: Nokia) | [10 empty] | 2
3FE76559BA | Lightspan MF-2 DC power module | [10 empty] | 2
3FE76518AA | MF2-FAN | [10 empty] | 2
Note on K8: [Threaded comment] Your version of Excel allows you to read this threaded comment; however, any edits to it will get removed if the file is opened in a newer version of Excel. Learn more: https://go.microsoft.com/fwlink/?linkid=870924 Comment: 18pcs in shanghai

## Additional Purchase 11082024 (hidden)
Item Code | Description | Quantity
3FE53441AA | PON Transceiver20km 1310nm(Tx)1490nm(Rx) - GPON SFP B+ | 85
3FE47581AB | Transcvr XGS-PON/GPON MPM B+(28dBm)Ctemp | 65
3FE76986AA | ISAM FX 16port GPON line card(brand: Nokia) | 2
3FE76559BA | Lightspan MF-2 DC power module | 2
3FE76518AA | MF2-FAN Module | 2
3FE77791AA | Door alarm KBM-121 White, 2A 250VAC(brand:Nokia) | 15
3FE82498AA | Liquid Sensor SC-LS-201(brand:Nokia) | 9
3FE19427AB | Temperature Sensor Temp1 130x94.2mm(brand:Nokia) | 7

## RCO Module (hidden)
666
Year | Type | Module | Module Qty | MTF / MRF Reference | Destination PLA ID | Destination Site Name | Requestor | Remarks
2021-2022 | Set | 2Kw | 2 | NSBFN2021_ALF704_RECTIFIER_JAPALE | ALF704 | ALF704 | JAYSON APALE
2021-2022 | Set | 2Kw | 2 | NSBFN2021_BTY106_RECTIFIER_JAPALE | BTY106 | BTY106 | JAYSON APALE
2021-2022 | Set | 2Kw | 2 | NSBFN2021_BTY126_RECTIFIER_JAPALE | BTY126 | BTY126 | JAYSON APALE
2021-2022 | Set | 2Kw | 2 | NSBFN2021_BUA107_RECTIFIER_JAPALE | SL1217 | BUA107 | JAYSON APALE
2021-2022 | Set | 2Kw | 2 | NSBFN2021_MKT191_RECTIFIER_JAPALE | MKT191 | MKT191 | JAYSON APALE
2021-2022 | Set | 2Kw | 2 | NSBFN_09022021-004_MKT191_NCR-RCO_JAPALE_VERACITY | MKT191 | MKT191 | JAYSON APALE
2021-2022 | Set | 2Kw | 2 | NSBFN2021_MKT201_RECTIFIER_JAPALE | MKT201 | MKT201 | JAYSON APALE
2021-2022 | Set | 2Kw | 2 | NSBFN2021_MKT226_RECTIFIER_JAPALE | MKT226 | MKT226 | JAYSON APALE
2021-2022 | Set | 2Kw | 2 | NSBFN_09022021-004_MKT304_NCR-RCO_JAPALE_VERACITY | MKT304 | MKT304 | JAYSON APALE
2021-2022 | Set | 2Kw | 2 | NSBFN_09032021-001_MND702-NCR-RCO_MINOVERO_ULTEGRA | MND702 | MND702 | MARK INOVERO
2021-2022 | Set | 2Kw | 2 | NSBFN_09032021-001_MND706-NCR-RCO_MINOVERO_ULTEGRA | MUN706 | MUN706 | MARK INOVERO
2021-2022 | Set | 2Kw | 2 | NSBFN_09032021-001_PQE116-NCR-RCO_MINOVERO_ULTEGRA | PQE116 | PQE116 | JAYSON APALE
2021-2022 | Set | 2Kw | 2 | NSBFN_09022021-011_PQE201_NCR-RCO_JAPALE_VERACITY | PQE201 | PQE201 | JAYSON APALE
2021-2022 | Set | 2Kw | 2 | NSBFN_09132021-001_PSG116_NCR-RCO_MINOVERO_ULTEGRA | PSG116 | PSG116 | MARK INOVERO
2021-2022 | Set | 2Kw | 2 | NSBFN_09022021-012_PSG118_NCR-RCO_JAPALE_VERACITY | PSG118 | PSG118 | JAYSON APALE
2021-2022 | Set | 2Kw | 2 | NSBFN_09132021-001_QCY126_NCR-RCO_MINOVERO_ULTEGRA | QCY126 | QCY126 | MARK INOVERO | w/ Ultegra
2021-2022 | Set | 2Kw | 2 | NSBFN_09132021-001_QCY710_NCR-RCO_MINOVERO_ULTEGRA | QCY710 | QCY710 | MARK INOVERO
2021-2022 | Set | 2Kw | 2 | NSBFN_09142021-001_QCY766_NCR-RCO_MINOVERO_ULTEGRA | QCY766 | QCY766 | MARK INOVERO | w/ Ultegra
2021-2022 | Set | 2Kw | 2 | NSBFN_09142021-001_QCY769_NCR-RCO_MINOVERO_ULTEGRA | QCY769 | QCY769 | MARK INOVERO | w/ Ultegra
2021-2022 | Set | 2Kw | 2 | NSBFN_09142021-001_QCY775_NCR-RCO_MINOVERO_ULTEGRA | QCY775 | QCY775 | MARK INOVERO
2021-2022 | Set | 2Kw | 2 | NSBFN_09022021-013_SJN111_NCR-RCO_JAPALE_VERACITY | SJN111 | SJN111 | JAYSON APALE
2021-2022 | Set | 2Kw | 2 | BLAINE_MTF_BCD-104_VIS1436_07272022 | VIS1436 | BCD-104 | MARK NINO HONTUCAN
2021-2022 | Set | 2Kw | 2 | BLAINE_MTF_DUS701_VIS1851_ 09162021 | VIS1851 | DUS701 | -
2021-2022 | Set | 2Kw | 2 | BLAINE_MTF_LON701_VIS1853_ 09162021 | VIS1853 | LON701 | -
2021-2022 | Set | 2Kw | 2 | BLAINE_MTF_ZRR702_VIS2070_ 03022022 | VIS2070 | ZRR702 | CALVIN QUIDATO
2021-2022 | Set | 2Kw | 2 | BLAINE_MTF_LGN701_VIS2081_ 03022022 | VIS2081 | LGN701 | CALVIN QUIDATO
2021-2022 | Set | 2Kw | 2 | BLAINE_MTF_MUR702_VIS2123_01132022 | VIS2123 | MUR702 | MARK NINO HONTUCAN
2021-2022 | Set | 2Kw | 2 | BLAINE_MTF_PTV701_VIS2143_ 09242021 | VIS2143 | PTV701 | -
2021-2022 | Set | 2Kw | 2 | BLAINE_MTF_JGN701-M_VIS2152_ 10152021 | VIS2152 | JGN701-M | -
2021-2022 | Set | 2Kw | 2 | BLAINE_MTF_LGN702_VIS2192_ 05182022 | VIS2192 | LGN702 | CALVIN QUIDATO
2021-2022 | Set | 2Kw | 2 | BLAINE_MTF_MAA701_VIS2193_ 10122021 | VIS2193 | MAA701 | -
2021-2022 | Set | 2Kw | 2 | BLAINE_MTF_INP701_VIS2207_ 09112021 | VIS2207 | INP701 | -
2021-2022 | Set | 2Kw | 2 | BLAINE_MTF_DUE101_VIS2320_ 03022022 | VIS2320 | DUE101 | CALVIN QUIDATO
2021-2022 | Set | 2Kw | 2 | BLAINE_MTF_POT101_VIS2322_ 03022022 | VIS2322 | POT101 | CALVIN QUIDATO
2021-2022 | Set | 2Kw | 2 | BLAINE_MTF_POT103_VIS2324_ 03022022 | VIS2324 | POT103 | CALVIN QUIDATO
2021-2022 | Set | 2Kw | 2 | BLAINE_MTF_POT104_VIS2325_ 03022022 | VIS2325 | POT104 | CALVIN QUIDATO
2021-2022 | Set | 2Kw | 2 | BLAINE_MTF_HIM101_VIS2344_ 09242021 | VIS2344 | HIM101 | -
2021-2022 | Set | 2Kw | 2 | BLAINE_MTF_HIM-102_VIS2355_03022022 | VIS2355 | HIM-102 | MARK NINO HONTUCAN
2021-2022 | Set | 2Kw | 2 | BLAINE_MTF_ROX110_VIS2383_ 03172022 | VIS2383 | ROX113 | CALVIN QUIDATO
2021-2022 | Set | 2Kw | 2 | BLAINE_MTF_ROX113_VIS2386_ 03172022 | VIS2386 | ROX113 | CALVIN QUIDATO
2021-2022 | Set | 2Kw | 2 | BLAINE_MTF_ROX115_VIS2388_ 03172022 | VIS2388 | ROX115 | CALVIN QUIDATO
2021-2022 | Set | 2Kw | 2 | BLAINE_MTF_PSS104_VIS2406_ 10122021 | VIS2406 | PSS104 | -
2021-2022 | Set | 2Kw | 2 | BLAINE_MTF_BAI101_VIS2409_ 09242021 | VIS2409 | BAI101 | -
2021-2022 | Set | 2Kw | 2 | BLAINE_MTF_CTV101_VIS2420_01132022 | VIS2420 | CTV101 | MARK NINO HONTUCAN
2021-2022 | Set | 2Kw | 2 | BLAINE_MTF_SGY-107_VIS2438_03022022 | VIS2438 | SGY-107 | MARK NINO HONTUCAN
2021-2022 | Set | 2Kw | 2 | BLAINE_MTF_SGY110_VIS2441_01132022 | VIS2441 | SGY110 | MARK NINO HONTUCAN
2021-2022 | Set | 2Kw | 2 | BLAINE_MTF_SNC102_VIS2445_ 09242021 | VIS2445 | SNC102 | -
2021-2022 | Set | 2Kw | 2 | BLAINE_MTF_SNC107_VIS2448_ 09242021 | VIS2448 | SNC107 | -
2021-2022 | Set | 2Kw | 2 | BLAINE_MTF_BCD_138_VIS2485_ 09162021 | VIS2485 | BCD138 | -
2021-2022 | Set | 2Kw | 2 | BLAINE_MTF_BCD-103_VIS2502_05142022 | VIS2502 | BCD-103 | MARK NINO HONTUCAN
2021-2022 | Set | 2Kw | 2 | BLAINE_MTF_BCD144_VIS2519_ 01132022 | VIS2519 | BCD144 | MARK NINO HONTUCAN
2021-2022 | Set | 2Kw | 2 | BLAINE_MTF_SIL102_VIS2523_ 09242021 | VIS2523 | SIL102 | -
2021-2022 | Set | 2Kw | 2 | BLAINE_MTF_VIC-105_VIS2524_ 09162021 | VIS2524 | VIC-105 | -
2021-2022 | Set | 2Kw | 2 | BLAINE_MTF_VIC-103_VIS2528_ 09162021 | VIS2528 | VIC-103 | -
2021-2022 | Set | 2Kw | 2 | BLAINE_MTF_SBA102_VIS2546_ 10122021 | VIS2546 | SBA102 | -
2021-2022 | Set | 2Kw | 2 | BLAINE_MTF_MIA103_VIS2555_ 03022022 | VIS2555 | MIA103 | CALVIN QUIDATO
2021-2022 | Set | 2Kw | 2 | BLAINE_MTF_SBB102_VIS2561_ 05182022 | VIS2561 | SBB102 | CALVIN QUIDATO
2021-2022 | Set | 2Kw | 2 | BLAINE_MTF_SBB103_VIS2562_ 05182022 | VIS2562 | SBB103 | CALVIN QUIDATO
2021-2022 | Set | 2Kw | 2 | BLAINE_MTF_SBB104_VIS2563_ 05182022 | VIS2563 | SBB104 | CALVIN QUIDATO
2021-2022 | Set | 2Kw | 2 | BLAINE_MTF_ILO109_VIS2569_ 05182022 | VIS2569 | ILO109 | CALVIN QUIDATO
2021-2022 | Set | 2Kw | 2 | BLAINE_MTF_ILO138_VIS2580_ 05182022 | VIS2580 | ILO138 | CALVIN QUIDATO
2021-2022 | Set | 2Kw | 2 | BLAINE_MTF_ILO130_VIS2612_ 05182022 | VIS2612 | ILO130 | CALVIN QUIDATO
2021-2022 | Set | 2Kw | 2 | BLAINE_MTF_ILO133_VIS2615_ 05182022 | VIS2615 | ILO133 | CALVIN QUIDATO
2021-2022 | Set | 2Kw | 2 | BLAINE_MTF_KAN101_VIS2655_ 09112021 | VIS2655 | KAN101 | -
2021-2022 | Set | 2Kw | 2 | BLAINE_MTF_DTE116_VIS2686_ 05252021 | VIS2686 | DTE116 | GILBERT CATUBIG
2021-2022 | Set | 2Kw | 2 | BLAINE_MTF_SGY101_VIS2689_ 01132022 | VIS2689 | SGY101 | MARK NINO HONTUCAN
2021-2022 | Set | 2Kw | 2 | BLAINE_MTF_AST101_VIS2795_ 09162021 | VIS2795 | AST101 | -
2021-2022 | Set | 2Kw | 2 | BLAINE_MTF_BDN101_VIS2796_ 09202021 | VIS2796 | BDN101 | -
2021-2022 | Set | 2Kw | 2 | BLAINE_MTF_ALO101_VIS2808_ 09202021 | VIS2808 | ALO101 | -
2021-2022 | Set | 2Kw | 2 | BLAINE_MTF_BAN102_VIS2810_ 09162021 | VIS2810 | BAN102 | -
2021-2022 | Set | 2Kw | 2 | BLAINE_MTF_BAR101_VIS2811_ 09202021 | VIS2811 | BAR101 | -
2021-2022 | Set | 2Kw | 2 | BLAINE_MTF_DMJ101_VIS2817_ 09202021 | VIS2817 | DMJ101 | -
2021-2022 | Set | 2Kw | 2 | BLAINE_MTF_PNM101_VIS2820_ 09162021 | VIS2820 | PNM101 | -
2021-2022 | Set | 2Kw | 2 | BLAINE_MTF_BAT101_VIS29_ 09162021 | VIS29 | BAT101 | -
2021-2022 | Set | 2Kw | 2 | BLAINE_MTF_BYB702_VIS2913_ 09112021 | VIS2913 | BYB702 | -
2021-2022 | Set | 2Kw | 2 | BLAINE_MTF_LON103-MR_VIS2918_ 10152021 | VIS2918 | LON103-MR | -
2021-2022 | Set | 2Kw | 2 | BLAINE_MTF_TAG104_VIS2919_ 05262021 | VIS2919 | TAG104 | GILBERT CATUBIG
2021-2022 | Set | 2Kw | 2 | BLAINE_MTF_CAL101_VIS2920_ 09162021 | VIS2920 | CAL101 | -
2021-2022 | Set | 2Kw | 2 | BLAINE_MTF_MBJ101-MR_VIS2921_ 10152021 | VIS2921 | MBJ101-MR | -
2021-2022 | Set | 2Kw | 2 | BLAINE_MTF_LOB102-MR_VIS2933_ 10152021 | VIS2933 | LOB102-MR | -
2021-2022 | Set | 2Kw | 2 | BLAINE_MTF_BLR101-MR_VIS2935_ 10152021 | VIS2935 | BLR101-MR | -
2021-2022 | Set | 2Kw | 2 | BLAINE_MTF_KAB-104_VIS2940_03022022 | VIS2940 | KAB-104 | MARK NINO HONTUCAN
2021-2022 | Set | 2Kw | 2 | BLAINE_MTF_LON102_VIS2967_ 11132021 | VIS2967 | LON102 | -
2021-2022 | Set | 2Kw | 2 | BLAINE_MTF_CAR103_VIS3082_ 09162021 | VIS3082 | CAR103 | -
2021-2022 | Set | 2Kw | 2 | BLAINE_MTF_CAR101_VIS3088_ 09202021 | VIS3088 | CAR101 | -
2021-2022 | Set | 2Kw | 2 | BLAINE_MTF_SJB105_VIS2551_ 05102022 | VIS2551 | SJB105 | CALVIN QUIDATO
2021-2022 | Set | 2Kw | 2 | VMDU_MTF_BRG104_VIS2470_ 10142022 | VIS2470 | BRG104 | GILBERT CATUBIG
2021-2022 | Set | 2Kw | 2 | BLAINE_MTF_BCD-105_VIS2494_08032022 | VIS2494 | BCD-105 | MARK NINO HONTUCAN
2021-2022 | Set | 2Kw | 2 | BLAINE_MTF_SBA101_VIS2779_ 07222022 | VIS2779 | SBA101 | CALVIN QUIDATO
2021-2022 | Set | 2Kw | 2 | BLAINE_MTF_MDE182_VIS2883_ 08162022 | VIS2883 | MDE182 | HUBERT GARCIA
2021-2022 | Set | 2Kw | 2 | BLAINE_MTF_MDE182_VIS2883_ 08162022-MDE179 | VIS2899 | MDE179 | HUBERT GARCIA
2021-2022 | Set | 2Kw | 2 | BLAINE_MTF_MDE184_VIS2885_ 08162022 | VIS2885 | MDE184 | HUBERT GARCIA
2021-2022 | Set | 2Kw | 2 | NSBFN2022_08082022-001_SLZ_BTY112_RCO_KVILLAFLORES | BTY112 | BTY112 | KELVIN VILLAFLORES
2021-2022 | Set | 2Kw | 2 | BLAINE_MTF_RCO_SJB102_VIS2548_ 07292022 | VIS2548 | SJB102 | CALVIN QUIDATO
2021-2022 | Set | 2Kw | 2 | BLAINE_MTF_RCO_BVA102_VIS2530_ 07292022 | VIS2530 | BVA102 | CALVIN QUIDATO
2021-2022 | Set | 2Kw | 2 | NSBFN_08312022-001_LSP705_NCR-RCO_JAPALE_GATI | NCR2094 | LSP705 | JAYSON APALE
2021-2022 | Set | 2Kw | 2 | BLAINE_MTF_CBT104_VIS2400_ 09192022 | VIS2400 | CBT104 | CALVIN QUIDATO
2021-2022 | Set | 2Kw | 2 | BLAINE_MTF_ILO103_VIS2604_ 09192022 | VIS2604 | ILO103 | CALVIN QUIDATO
2021-2022 | Set | 2Kw | 2 | BLAINE_MTF_ILO102_VIS1323_ 09192022 | VIS1323 | ILO102 | CALVIN QUIDATO
2021-2022 | Set | 2Kw | 2 | BLAINE_MTF_ILO104_VIS2594_ 09192022 | VIS2594 | ILO104 | CALVIN QUIDATO
2021-2022 | Set | 2Kw | 2 | VMDU_MTF_RCO_CEB082_VIS2870_ 10262022 | VIS2870 | CEB082 | GILBERT CATUBIG
2021-2022 | Set | 2Kw | 2 | NSBFN_04182022-001_CTG702_SLZ-RCO_MINOVERO_ULTEGRA | CTG702 | CTG702 | MARK INOVERO
2021-2022 | Set | 2Kw | 2 | NSBFN_05022022-001_SNP605_SLZ-RCO_MINOVERO_ULTEGRA | SNP605 | SNP605 | MARK INOVERO
2021-2022 | Set | 2Kw | 2 | NSBFN_06062022-001_SCL702_SLZ-RCO_GATI | SCL702_SL1840_RCO | SCL702_SL1840_RCO | MARK INOVERO
2021-2022 | Set | 2Kw | 2 | NSBFN2021_BUA107_RECTIFIER_JAPALE | BUA107 | BUA107 | JAYSON APALE
2023 | Set | 2Kw | 2 | NSBFN_01252023-001_MKT226_NCR-RCO_ULTEGRA | NCR2866 | MKT226 | MARK INOVERO
2023 | Set | 2Kw | 2 | NSBFN_04112023-001_BTY121_SLZ-RCO_ULTEGRA | BTY121 | BTY121 | MARK INOVERO
2023 | Set | 2Kw | 2 | NSBFN_04112023-001_STR701-M_SLZ-RCO_ULTEGRA | SL1661 | STR701-M | MARK INOVERO
2023 | Set | 2Kw | 2 | NSBFN_04112023-001_ALF703-M_SLZ-RCO_TELKHA | SL1627 | ALF703-M | MARK INOVERO
2023 | Set | 2Kw | 2 | NSBFN_04112023-001_ALF706_SLZ-RCO_TELKHA | SL1624 | ALF706 | MARK INOVERO
2023 | Set | 2Kw | 2 | NSBFN_04112023-001_BNN102-M_SLZ-RCO_ENOVELL | SL879 | BNN102-M | MARK INOVERO
2023 | Set | 2Kw | 2 | NSBFN_04112023-001_SRS609-M_SLZ-RCO_ENOVELL | SL1512 | SRS609-M | MARK INOVERO
2023 | Set | 2Kw | 2 | 2023 EUL-RCO B1__MTF_RCO_DAL701_VIS1833_ 04192023 | VIS1833 | DAL701 | GILBERT CATUBIG
2023 | Set | 2Kw | 2 | 2023 EUL-RCO B1__MTF_RCO_CTM701_VIS1837_ 04192023 | VIS1837 | CTM701 | GILBERT CATUBIG
2023 | Set | 2Kw | 2 | 2023 EUL-RCO B1__MTF_RCO_MBY701_VIS1842_ 04192023 | VIS1842 | MBY701 | GILBERT CATUBIG
2023 | Set | 2Kw | 2 | 2023 EUL-RCO B1__MTF_RCO_ALY101_VIS2807_ 04192023 | VIS2807 | ALY101 | GILBERT CATUBIG
2023 | Set | 2Kw | 2 | NSBFN_04242023-001_BTY115_SLZ-RCO_ENOVELL | SL2565 | BTY115 | MARK INOVERO
2023 | Set | 2Kw | 2 | NSBFN_04242023-001_LPA116_SLZ-RCO_ENOVELL | SL2576 | LPA116 | MARK INOVERO
2023 | Set | 2Kw | 2 | NSBFN_04242023-001_GNR107-M_SLZ-RCO_TELKHA | SL2367 | GNR107-M | MARK INOVERO
2023 | Set | 2Kw | 2 | NSBFN_04242023-001_BLY101_SLZ-RCO_ULTEGRA | BLY101 | BLY101 | MARK INOVERO
2023 | Set | 2Kw | 2 | NSBFN_04242023-001_CMO104-M_SLZ-RCO_TELKHA | SL2367 | CMO104-M | MARK INOVERO
2023 | Set | 2Kw | 2 | NSBFN_04242023-001_BTY124_SLZ-RCO_ULTEGRA | SL2562 | BTY124 | MARK INOVERO
2023 | Set | 2Kw | 2 | NSBFN_04242023-001_SNJ701_SLZ-RCO_ULTEGRA | SL1659 | SJN701 | MARK INOVERO
2023 | Set | 2Kw | 2 | NSBFN_04242023-001_BLY105_SLZ-RCO_ULTEGRA | SL2560 | BLY105 | MARK INOVERO
2023 | Set | 2Kw | 2 | 2023 EUL-RCO B1__MTF_RCO_CAM101_VIS2928_ 04282023 | VIS2928 | CAM101 | GILBERT CATUBIG
2023 | Set | 2Kw | 2 | 2023 EUL-RCO B1__MTF_RCO_TAG105_VIS2919_ 04282023 | VIS2919 | TAG105 | GILBERT CATUBIG
2023 | Set | 2Kw | 2 | 2023 EUL-RCO B1__MTF_RCO_LOB101_VIS2932_ 04282023 | VIS2932 | LOB101 | GILBERT CATUBIG
2023 | Set | 2Kw | 2 | 2023 EUL-RCO B1__MTF_RCO_VLC701_VIS2062_ 04282023 | VIS2062 | VLC701 | GILBERT CATUBIG
2023 | Set | 2Kw | 2 | MRF_RCO_ORM120 VIS2372 | VIS2372 | ORM120 | CALVIN QUIDATO
2023 | Set | 2Kw | 2 | MRF_RCO_BRG103-VIS2469 | VIS2469 | BRG103 | CALVIN QUIDATO
2023 | Set | 2Kw | 2 | MRF_RCO_MAA104 VIS2720 | VIS2720 | MAA104 | CALVIN QUIDATO
2023 | Set | 2Kw | 2 | MRF_RCO_CTB103 VIS2479 | VIS2479 | CTB103 | CALVIN QUIDATO
2023 | Set | 2Kw | 2 | NSBFN_05052023-001_BLY101_ReplacementMat_SLZ-RCO | SL1185 | BLY101 Replacement Rectifier | MARK INOVERO
2023 | Set | 2Kw | 2 | NSBFN2023_NCR1433_ISAM_MNL_604_VDB_03 | Eltek Phils | Eltek Phils | ALVIN CATBAGAN
2023 | Set | 2Kw | 2 | 2023 EUL-RCO B1__MTF_RCO_INB102_VIS2915_ 05152023-1 | VIS2915 | INB102 | GILBERT CATUBIG
2023 | Set | 2Kw | 2 | 2023 EUL-RCO B1__MTF_RCO_BUE101_VIS2913_ 05152023-1 | VIS2913 | BUE101 | GILBERT CATUBIG
2023 | Set | 2Kw | 2 | 2023 EUL-RCO B1__MTF_RCO_JTF101_VIS2916_ 05152023-1 | VIS2916 | JTF101 | GILBERT CATUBIG
2023 | Set | 2Kw | 2 | BLAINE_MTF_BAI701_VIS2106_ 05312023 | VIS2106 | BAI701 | CALVIN QUIDATO
2023 | Set | 2Kw | 2 | BLAINE_MTF_KAB101_VIS2359_ 05312023 | VIS2359 | KAB101 | CALVIN QUIDATO
2023 | Set | 2Kw | 2 | BLAINE_MTF_KAB102_VIS2351_ 05312023 | VIS2351 | KAB102 | CALVIN QUIDATO
2023 | Set | 2Kw | 2 | BLAINE_MTF_SIQ101_VIS2443_ 05312023 | VIS2443 | SIQ101 | CALVIN QUIDATO
2023 | Set | 2Kw | 2 | BLAINE_MTF_SIQ103_VIS2353_ 05312023 | VIS2353 | SIQ103 | CALVIN QUIDATO
2023 | Set | 2Kw | 2 | BLAINE_MTF_KAL701_VIS81520_ 05312023 | VIS81520 | KAL701 | CALVIN QUIDATO
2023 | Set | 2Kw | 2 | NSBFN_06072023-001_RSR103_SLZ-RCO_TELKHA | SL2524 | RSR103 | MARK INOVERO
2023 | Set | 2Kw | 2 | NSBFN_06062023-001_RSR104_SLZ-RCO_TELKHA | SL2525 | RSR104 | MARK INOVERO
2023 | Set | 2Kw | 2 | NSBFN_06062023-001_RSR105_SL2526_SLZ-RCO_TELKHA | SL2526 | RSR105 | MARK INOVERO
2023 | Set | 2Kw | 2 | NSBFN_06072023-001_ALF706_SLZ-RCO_ULTEGRA | SL1624 | ALF706 | MARK INOVERO
2023 | Set | 2Kw | 2 | NSBFN_06072023-001_CMO104-M_SLZ-RCO_ULTEGRA | SL2367 | CMO104-M | MARK INOVERO
2023 | Set | 2Kw | 2 | NSBFN_06072023-001_GNR107-M_SLZ-RCO_ULTEGRA | SL2367 | GNR107-M | MARK INOVERO
2023 | Set | 2Kw | 2 | NSBFN_07112023-001_LPA703_SLZ-RCO_ENOVELL | SL2122 | LPA703 | MARK INOVERO
2023 | Set | 2Kw | 2 | NSBFN_07142023-001_PDG701_SLZ-RCO_ENOVELL | SL2005 | PDG701 | MARK INOVERO
2023 | Set | 2Kw | 2 | NSBFN_07142023-001_MLV701_SLZ-RCO_ENOVELL | SL2006 | MLV701 | MARK INOVERO
2023 | Set | 2Kw | 2 | NSBFN_09042023-001_SPO702_SLZ-RCO | SL1456 | SPO702 | MARK INOVERO
2023 | Set | 2Kw | 2 | NSBFN_09112023-001_CMO102_SLZ-RCO_ENOVELL | SL2366 | CMO102 | MARK INOVERO
2023 | Set | 2Kw | 2 | NSBFN_09112023-001_LPA701_SLZ-RCO_ENOVELL | SL2123 | LPA701 | MARK INOVERO
2023 | Set | 2Kw | 2 | NSBFN_09122023-001_LPA705_SLZ-RCO_ENOVELL | SL2068 | LPA705 | MARK INOVERO
2023 | Set | 2Kw | 2 | NSBFN_09132023-001_CMB707_SLZ-RCO_ULTEGRA | SL2035 | CMB707 | MARK INOVERO
2023 | Set | 2Kw | 2 | NSBFN_09132023-001_CAB608_SLZ-RCO_ENOVELL | SL1464 | CAB608 | MARK INOVERO
2023 | Set | 2Kw | 2 | NSBFN_09132023-001_LPA113_SLZ-RCO_ULTEGRA | SL2578 | LPA113 | MARK INOVERO
2023 | Set | 2Kw | 2 | NSBFN_09132023-001_CMO701_SLZ-RCO_ENOVELL | SL1308 | CMO701 | MARK INOVERO
2023 | Set | 2Kw | 2 | NSBFN_09132023-001_SRY702_SLZ-RCO_ULTEGRA | SL1850 | SRY702 | MARK INOVERO
2023 | Set | 2Kw | 2 | NSBFN_09132023-001_SPO701_SLZ-RCO_ULTEGRA | SL1846 | SPO701 | MARK INOVERO
2023 | Set | 2Kw | 2 | BLAINE_MTF_JGN702_VIS1140_09142023 | VIS1140 | JGN702 | CALVIN QUIDATO
2023 | Set | 2Kw | 2 | BLAINE_MTF_DRO701_VIS2125_09142023 | VIS2125 | DRO701 | CALVIN QUIDATO
2023 | Set | 2Kw | 2 | BLAINE_MTF_PNM102_VIS2821_09142023 | VIS2821 | PNM102 | CALVIN QUIDATO
2023 | Set | 2Kw | 2 | BLAINE_MTF_TAC112_VIS2464_09142023 | VIS2464 | TAC112 | CALVIN QUIDATO
2023 | Set | 2Kw | 2 | NSBFN_09212023-001_LGS701_SLZ-RCO_ULTEGRA | SL1989 | LGS701 | MARK INOVERO
2023 | Set | 2Kw | 2 | NSBFN_09212023-001_CAB602_SLZ-RCO_ULTEGRA | SL1515 | CAB602 | MARK INOVERO
2023 | Set | 2Kw | 2 | MRF_RCO_SF002_MIN1887 | MIN1887 | SF002_MIN1887 | CALVIN QUIDATO
2023 | Set | 2Kw | 2 | MRF_RCO_SF001_MIN1888 | MIN1888 | SF001_MIN1888 | CALVIN QUIDATO
2023 | Set | 2Kw | 2 | MRF_RCO_ILO717 VIS2191 | VIS2191 | ILO717 | CALVIN QUIDATO
2023 | Set | 2Kw | 2 | MRF_RCO_ILO127 VIS2610 | VIS2610 | ILO127 | CALVIN QUIDATO
2023 | Set | 2Kw | 2 | NSBFN_11282023-001_LPA116_SLZ-RCO | LPA116 | LPA116 | MARK INOVERO
2023 | Set | 2Kw | 2 | NSBFN_12072023-001_MRN703_NLZ-RCO_ULTEGRA | MRN703 | MRN703 | EDGAR PERALTA
2021-2022 | Module | 2Kw | 1 | NSBFN_06222022-001_SNP605_SLZ-RCO_ULTEGRA | SNP605 | SNP605 | MARK INOVERO
2023 | Module | 2Kw | 1 | NSBFN_04262023-001_ALF703-M_SLZ-RCO_TELKHA | SL1627 | ALF703-M | MARK INOVERO
2023 | Module | 2Kw | 1 | NSBFN_05022023-001_STR701-M_SLZ-RCO_ULTEGRA | STR701-M | STR701-M | MARK INOVERO
2023 | Module | 2Kw | 1 | NSBFN_05032023-001_STR701-M_2nd Module_SLZ-RCO_ULTEGRA | STR701 | STR701 | MARK INOVERO
2023 | Module | 2Kw | 1 | NSBFN_05032023-001_STR701-M_3rd Module_SLZ-RCO | STR701 | STR701 | MARK INOVERO
2023 | Module | 2Kw | 1 | NSBFN_05042023-001_BLY101_RS Module_SLZ-RCO | BLY101 | BLY101 | MARK INOVERO
2023 | Module | 2Kw | 1 | 2023 EUL-RCO B1__MTF_RCO_ALY101_VIS2807_ 05082023 | VIS2807 | ALY101 | GILBERT CATUBIG
2023 | Module | 2Kw | 1 | BLAINE_MTF_BAI701_VIS2106_ 05312023 | VIS2106 | BAI701 | CALVIN QUIDATO
2023 | Module | 2Kw | 1 | BLAINE_MTF_KAB101_VIS2359_ 05312023 | VIS2359 | KAB101 | CALVIN QUIDATO
2023 | Module | 2Kw | 1 | BLAINE_MTF_KAB102_VIS2351_ 05312023 | VIS2351 | KAB102 | CALVIN QUIDATO
2023 | Module | 2Kw | 1 | BLAINE_MTF_SIQ101_VIS2443_ 05312023 | VIS2443 | SIQ101 | CALVIN QUIDATO
2023 | Module | 2Kw | 1 | BLAINE_MTF_SIQ103_VIS2353_ 05312023 | VIS2353 | SIQ103 | CALVIN QUIDATO
2023 | Module | 2Kw | 1 | BLAINE_MTF_KAL701_VIS81520_ 05312023 | VIS81520 | KAL701 | CALVIN QUIDATO
2023 | Module | 2Kw | 1 | 2023 EUL-RCO B1__MTF_RCO_CAM101_VIS2928_ 06212023 | VIS2928 | CAM101 | GILBERT CATUBIG
2023 | Module | 2Kw | 1 | 2023 EUL-RCO B1__MTF_RCO_INB102_VIS2915_ 06012023 | VIS2915 | INB102 | GILBERT CATUBIG
2023 | Module | 2Kw | 1 | 2023 EUL-RCO B1__MTF_RCO_JTF101_VIS2916_ 05152023 | VIS2916 | JTF101 | GILBERT CATUBIG
2023 | Module | 2Kw | 1 | 2023 EUL-RCO B1__MTF_RCO_LOB101_VIS2932_ 06012023 | VIS2932 | LOB101 | GILBERT CATUBIG
2023 | Module | 2Kw | 1 | 2023 EUL-RCO B1__MTF_RCO_TAG105_VIS2919_ 06012023 | VIS2919 | TAG105 | GILBERT CATUBIG
2023 | Module | 2Kw | 1 | 2023 EUL-RCO B1__MTF_RCO_VLC701_VIS2062_ 06012023 | VIS2062 | VLC701 | GILBERT CATUBIG
2023 | Module | 2Kw | 1 | 2023 EUL-RCO B1__MTF_RCO_BRG103_VIS2469_ 06012023 | VIS2469 | BRG103 | GILBERT CATUBIG
2023 | Module | 2Kw | 1 | 2023 EUL-RCO B1__MTF_RCO_CTB103-M_VIS2479_ 06012023 | VIS2479 | CTB103 | GILBERT CATUBIG
2023 | Module | 2Kw | 1 | 2023 EUL-RCO B1__MTF_RCO_MAA104-M_VIS2720_ 06012023 | VIS2720 | MAA104-M | GILBERT CATUBIG
2023 | Module | 2Kw | 1 | 2023 EUL-RCO B1__MTF_RCO_ORM120_VIS2372_ 06012023 | VIS2372 | ORM120 | GILBERT CATUBIG
2023 | Module | 2Kw | 1 | 2023 EUL-RCO B1__MTF_RCO_BUE101_VIS2913_ 06012023 | VIS2913 | BUE101 | GILBERT CATUBIG
2023 | Module | 2Kw | 1 | 2023 EUL-RCO B1__MTF_RCO_DAL701_VIS1833_ 06012023 | VIS1833 | DAL701 | GILBERT CATUBIG
2023 | Module | 2Kw | 1 | 2023 EUL-RCO B1__MTF_RCO_CTM701_VIS1837_ 06012023 | VIS1837 | CTM701 | GILBERT CATUBIG
2023 | Module | 2Kw | 1 | 2023 EUL-RCO B1__MTF_RCO_MBY701_VIS1842_ 06012023 | VIS1842 | MBY701 | GILBERT CATUBIG
2023 | Module | 2Kw | 1 | 2023 EUL-RCO B1__MTF_RCO_ALY101_VIS2807_ 06022023 | VIS2807 | ALY101 | GILBERT CATUBIG
2023 | Module | 2Kw | 1 | NSBFN_10182023-_RS Module_2K_LGS701_SLZ-RCO | LGS701 (LEGAZPI, ALBAY) | LGS701 (LEGAZPI, ALBAY) | KELLY MILO
2023 | Module | 2Kw | 1 | NSBFN_10182023-_RS Module_2K_LGS701_SLZ-RCO | LGS701 (LEGAZPI, ALBAY) | LGS701 (LEGAZPI, ALBAY) | KELLY MILO
2023 | Module | 2Kw | 1 | NSBFN_11282023-001_LPA116_SLZ-RCO | LPA116 | LPA116 | MARK INOVERO
2023 | Module | 2Kw | 1 | NSBFN_11282023-001_LPA116_SLZ-RCO | LPA116 | LPA116 | MARK INOVERO
2023 | Module | 2Kw | 2 | NSBFN_12072023-001_MRN703_NLZ-RCO_ULTEGRA | MRN703 | MRN703 | EDGAR PERALTA
2023 | Module | 2Kw | 2 | NSBFN_12152023-001_STR701_SLZ-RCO_NSB | STR-701 | STR-701 | MARK INOVERO
2024 | Module | 2Kw | 1 | BLAINE_MTF_ROX701_VIS1979_ 08052024 | VIS1979 | ROX701 | CALVIN QUIDATO
2024 | Module | 2Kw-Spare | 30 | MRF_RCO_Spare module | BACOLOD CITY | BACOLOD CITY | CALVIN QUIDATO
2024 | Module | 2Kw | 1 | NSBFN_10032024-001_BOHOL SITE'S_VISAYAS-RCO_Spare Rectifier Module | Bohol Site's - TAG101, BAC101, LLA701 | Bohol Site's - TAG101, BAC101, LLA701 | MARK INOVERO
2024 | Module | 2Kw | 1 | NSBFN_10032024-001_BOHOL SITE'S_VISAYAS-RCO_Spare Rectifier Module | Bohol Site's - TAG101, BAC101, LLA701 | Bohol Site's - TAG101, BAC101, LLA701 | MARK INOVERO
2024 | Module | 2Kw | 1 | NSBFN_10032024-001_BOHOL SITE'S_VISAYAS-RCO_Spare Rectifier Module | Bohol Site's - TAG101, BAC101, LLA701 | Bohol Site's - TAG101, BAC101, LLA701 | MARK INOVERO
2024 | Module | 2Kw | 1 | NSBFN_10032024-001_BOHOL SITE'S_VISAYAS-RCO_Spare Rectifier Module | Bohol Site's - TAG101, BAC101, LLA701 | Bohol Site's - TAG101, BAC101, LLA701 | MARK INOVERO
2024 | Module | 2Kw | 1 | NSBFN_10032024-001_BOHOL SITE'S_VISAYAS-RCO_Spare Rectifier Module | Bohol Site's - TAG101, BAC101, LLA701 | Bohol Site's - TAG101, BAC101, LLA701 | MARK INOVERO
2024 | Module | 2Kw | 1 | NSBFN_10032024-001_BOHOL SITE'S_VISAYAS-RCO_Spare Rectifier Module | Bohol Site's - TAG101, BAC101, LLA701 | Bohol Site's - TAG101, BAC101, LLA701 | MARK INOVERO
2024 | Module | 2Kw | 1 | NSBFN_10042024-001_BOHOL SITE'S_VISAYAS-RCO_Spare Rectifier Module | Bohol Site's - TAG101, BAC101, LLA701 | Bohol Site's - TAG101, BAC101, LLA701 | MARK INOVERO
2024 | Module | 2Kw | 1 | NSBFN_10042024-001_BOHOL SITE'S_VISAYAS-RCO_Spare Rectifier Module | Bohol Site's - TAG101, BAC101, LLA701 | Bohol Site's - TAG101, BAC101, LLA701 | MARK INOVERO
2024 | Module | 2Kw | 1 | NSBFN_10042024-001_BOHOL SITE'S_VISAYAS-RCO_Spare Rectifier Module | Bohol Site's - TAG101, BAC101, LLA701 | Bohol Site's - TAG101, BAC101, LLA701 | MARK INOVERO
2024 | Module | 2Kw | 1 | NSBFN_10042024-001_BOHOL SITE'S_VISAYAS-RCO_Spare Rectifier Module | Bohol Site's - TAG101, BAC101, LLA701 | Bohol Site's - TAG101, BAC101, LLA701 | MARK INOVERO
2024 | Module | 2Kw | 1 | NSBFN_10042024-001_BOHOL SITE'S_VISAYAS-RCO_Spare Rectifier Module | Bohol Site's - TAG101, BAC101, LLA701 | Bohol Site's - TAG101, BAC101, LLA701 | MARK INOVERO
2024 | Module | 2Kw | 1 | NSBFN_10042024-001_BOHOL SITE'S_VISAYAS-RCO_Spare Rectifier Module | Bohol Site's - TAG101, BAC101, LLA701 | Bohol Site's - TAG101, BAC101, LLA701 | MARK INOVERO
2024 | Module | 2Kw | 1 | NSBFN_10042024-001_BOHOL SITE'S_VISAYAS-RCO_Spare Rectifier Module | Bohol Site's - TAG101, BAC101, LLA701 | Bohol Site's - TAG101, BAC101, LLA701 | MARK INOVERO
2024 | Module | 2Kw | 1 | NSBFN_10042024-001_BOHOL SITE'S_VISAYAS-RCO_Spare Rectifier Module | Bohol Site's - TAG101, BAC101, LLA701 | Bohol Site's - TAG101, BAC101, LLA701 | MARK INOVERO
2024 | Module | 2Kw | 1 | NSBFN_10042024-001_BOHOL SITE'S_VISAYAS-RCO_Spare Rectifier Module | Bohol Site's - TAG101, BAC101, LLA701 | Bohol Site's - TAG101, BAC101, LLA701 | MARK INOVERO
2024 | Module | 2Kw | 1 | NSBFN_10042024-001_BOHOL SITE'S_VISAYAS-RCO_Spare Rectifier Module | Bohol Site's - TAG101, BAC101, LLA701 | Bohol Site's - TAG101, BAC101, LLA701 | MARK INOVERO
2024 | Module | 2Kw | 1 | NSBFN_10042024-001_BOHOL SITE'S_VISAYAS-RCO_Spare Rectifier Module | Bohol Site's - TAG101, BAC101, LLA701 | Bohol Site's - TAG101, BAC101, LLA701 | MARK INOVERO
2024 | Module | 2Kw | 1 | NSBFN_10042024-001_BOHOL SITE'S_VISAYAS-RCO_Spare Rectifier Module | Bohol Site's - TAG101, BAC101, LLA701 | Bohol Site's - TAG101, BAC101, LLA701 | MARK INOVERO
2024 | Module | 2Kw | 1 | BLAINE_MTF_BOHOL SITE'S_10092024 | TAG101, TAG103, BAC101, LLA701 | TAG101, TAG103, BAC101, LLA701 | MARK INOVERO
2024 | Module | 2Kw | 1 | BLAINE_MTF_BOHOL SITE'S_10092024 | TAG101, TAG103, BAC101, LLA701 | TAG101, TAG103, BAC101, LLA701 | MARK INOVERO
2024 | Module | 2Kw | 1 | BLAINE_MTF_BOHOL SITE'S_10092024 | TAG101, TAG103, BAC101, LLA701 | TAG101, TAG103, BAC101, LLA701 | MARK INOVERO
2024 | Module | 2Kw | 1 | BLAINE_MTF_BOHOL SITE'S_10092024 | TAG101, TAG103, BAC101, LLA701 | TAG101, TAG103, BAC101, LLA701 | MARK INOVERO
2024 | Module | 2Kw | 1 | BLAINE_MTF_BOHOL SITE'S_10092024 | TAG101, TAG103, BAC101, LLA701 | TAG101, TAG103, BAC101, LLA701 | MARK INOVERO
2024 | Module | 2Kw | 1 | BLAINE_MTF_BOHOL SITE'S_10092024 | TAG101, TAG103, BAC101, LLA701 | TAG101, TAG103, BAC101, LLA701 | MARK INOVERO
2024 | Module | 2Kw | 1 | BLAINE_MTF_BOHOL SITE'S_10092024 | TAG101, TAG103, BAC101, LLA701 | TAG101, TAG103, BAC101, LLA701 | MARK INOVERO
2024 | Module | 2Kw | 1 | BLAINE_MTF_BOHOL SITE'S_10092024 | TAG101, TAG103, BAC101, LLA701 | TAG101, TAG103, BAC101, LLA701 | MARK INOVERO
2024 | Module | 2Kw | 1 | BLAINE_MTF_BOHOL SITE'S_10092024 | TAG101, TAG103, BAC101, LLA701 | TAG101, TAG103, BAC101, LLA701 | MARK INOVERO
2024 | Module | 2Kw | 1 | BLAINE_MTF_BOHOL SITE'S_10092024 | TAG101, TAG103, BAC101, LLA701 | TAG101, TAG103, BAC101, LLA701 | MARK INOVERO
2024 | Module | 2Kw | 1 | BLAINE_MTF_BOHOL SITE'S_10092024 | TAG101, TAG103, BAC101, LLA701 | TAG101, TAG103, BAC101, LLA701 | MARK INOVERO
2024 | Module | 2Kw | 1 | BLAINE_MTF_BOHOL SITE'S_10092024 | TAG101, TAG103, BAC101, LLA701 | TAG101, TAG103, BAC101, LLA701 | MARK INOVERO
2024 | Module | 2Kw | 1 | MRF_RCO_Spare module 10082024 | BACOLOD CITY | BACOLOD CITY | CALVIN QUIDATO
2024 | Module | 2Kw | 1 | MRF_RCO_Spare module 10082024 | BACOLOD CITY | BACOLOD CITY | CALVIN QUIDATO
2024 | Module | 2Kw | 1 | MRF_RCO_Spare module 10082024 | BACOLOD CITY | BACOLOD CITY | CALVIN QUIDATO
2024 | Module | 2Kw | 1 | MRF_RCO_Spare module 10082024 | BACOLOD CITY | BACOLOD CITY | CALVIN QUIDATO
2024 | Module | 2Kw | 1 | MRF_RCO_Spare module 10082024 | BACOLOD CITY | BACOLOD CITY | CALVIN QUIDATO
2024 | Module | 2Kw | 1 | MRF_RCO_Spare module 10082024 | BACOLOD CITY | BACOLOD CITY | CALVIN QUIDATO
2024 | Module | 2Kw | 1 | MRF_RCO_Spare module 10082024 | BACOLOD CITY | BACOLOD CITY | CALVIN QUIDATO
2024 | Module | 2Kw | 1 | MRF_RCO_Spare module 10082024 | BACOLOD CITY | BACOLOD CITY | CALVIN QUIDATO
2024 | Module | 2Kw | 1 | MRF_RCO_Spare module 10082024 | BACOLOD CITY | BACOLOD CITY | CALVIN QUIDATO
2024 | Module | 2Kw | 1 | MRF_RCO_Spare module 10082024 | BACOLOD CITY | BACOLOD CITY | CALVIN QUIDATO
2024 | Module | 2Kw | 1 | MRF_RCO_Spare module 10082024 | BACOLOD CITY | BACOLOD CITY | CALVIN QUIDATO
2024 | Module | 2Kw | 1 | MRF_RCO_Spare module 10082024 | BACOLOD CITY | BACOLOD CITY | CALVIN QUIDATO
2024 | Module | 2Kw | 1 | MRF_RCO_Spare module 10082024 | BACOLOD CITY | BACOLOD CITY | CALVIN QUIDATO
2024 | Module | 2Kw | 1 | MRF_RCO_Spare module 10082024 | BACOLOD CITY | BACOLOD CITY | CALVIN QUIDATO
2024 | Module | 2Kw | 1 | MRF_RCO_Spare module 10082024 | BACOLOD CITY | BACOLOD CITY | CALVIN QUIDATO
2024 | Module | 2Kw | 1 | MRF_RCO_Spare module 10082024 | BACOLOD CITY | BACOLOD CITY | CALVIN QUIDATO
2024 | Module | 2Kw | 1 | MRF_RCO_Spare module 10082024 | BACOLOD CITY | BACOLOD CITY | CALVIN QUIDATO
2024 | Module | 2Kw | 1 | MRF_RCO_Spare module 10082024 | BACOLOD CITY | BACOLOD CITY | CALVIN QUIDATO
2024 | Module | 2Kw | 1 | MRF_RCO_Spare module 10082024 | BACOLOD CITY | BACOLOD CITY | CALVIN QUIDATO
2024 | Module | 2Kw | 1 | MRF_RCO_Spare module 10082024 | BACOLOD CITY | BACOLOD CITY | CALVIN QUIDATO
2024 | Module | 2Kw | 30 | MRF_RCO_Spare module - 10022024 | BACOLOD CITY | BACOLOD CITY | CALVIN QUIDATO
2024 | Module | 2Kw | 14 | BLAINE_MTF_Recti Module_ Spare_ 10172024 | Iloilo City, Iloilo | Iloilo City, Iloilo | CALVIN QUIDATO
2023 | Module | 3Kw | 1 | NSBFN_06072023-001_SRS609_RSR102_RS Module 3K_SLZ-RCO | SRS609 | SRS609 | MARK INOVERO
2023 | Module | 3Kw | 1 | NSBFN_06072023-001_SRS609_RSR102_RS Module 3K_SLZ-RCO | SRS609 | SRS609 | MARK INOVERO
2023 | Module | 3Kw | 1 | NSBFN_06072023-001_SRS609_RSR102_RS Module 3K_SLZ-RCO | RSR102 | RSR102 | MARK INOVERO
2023 | Module | 3Kw | 1 | NSBFN_06072023-001_SRS609_RSR102_RS Module 3K_SLZ-RCO | RSR102 | RSR102 | MARK INOVERO
2023 | Module | 3Kw | 1 | NSBFN_06082023-001_ALF706_RSR101_RSR103_RS Module 3K_SLZ-RCO | ALF706 | ALF706 | MARK INOVERO
2023 | Module | 3Kw | 1 | NSBFN_06082023-001_ALF706_RSR101_RSR103_RS Module 3K_SLZ-RCO | ALF706 | ALF706 | MARK INOVERO
2023 | Module | 3Kw | 1 | NSBFN_06082023-001_ALF706_RSR101_RSR103_RS Module 3K_SLZ-RCO | RSR101 | RSR101 | MARK INOVERO
2023 | Module | 3Kw | 1 | NSBFN_06082023-001_ALF706_RSR101_RSR103_RS Module 3K_SLZ-RCO | RSR101 | RSR101 | MARK INOVERO
2023 | Module | 3Kw | 1 | NSBFN_06082023-001_ALF706_RSR101_RSR103_RS Module 3K_SLZ-RCO | RSR103 | RSR103 | MARK INOVERO
2023 | Module | 3Kw | 1 | NSBFN_06082023-001_ALF706_RSR101_RSR103_RS Module 3K_SLZ-RCO | RSR103 | RSR103 | MARK INOVERO
2023 | Module | 3Kw | 1 | NSBFN_06302023-001_RS Module 3K_SLZ-RCO | Spare | Spare | MARK INOVERO
2023 | Module | 3Kw | 1 | NSBFN_06302023-001_RS Module 3K_SLZ-RCO | Spare | Spare | MARK INOVERO
2023 | Module | 3Kw | 1 | NSBFN_06302023-001_RS Module 3K_SLZ-RCO | Spare | Spare | MARK INOVERO
2023 | Module | 3Kw | 1 | NSBFN_06302023-001_RS Module 3K_SLZ-RCO | Spare | Spare | MARK INOVERO
2023 | Module | 3Kw | 1 | NSBFN_06302023-001_RS Module 3K_SLZ-RCO | Spare | Spare | MARK INOVERO
2023 | Module | 3Kw | 1 | NSBFN_06302023-001_RS Module 3K_SLZ-RCO | Spare | Spare | MARK INOVERO
2023 | Module | 3Kw | 6 | NSBFN_07102023-001_RS Module 3K_SLZ-RCO | Spare | Spare | MARK INOVERO
2023 | Module | 3Kw | 6 | NSBFN_07122023-001_RS Module 3K_SLZ-RCO | Spare | Spare | MARK INOVERO
2023 | Module | 3Kw | 4 | NSBFN_07242023-001_RS Module 3K_SLZ-RCO | Spare | Spare | MARK INOVERO
2023 | Module | 3Kw | 4 | NSBFN_09132023-001_RS Module 3K_LPA701_LPA705_SLZ-RCO_ENOVELL | LPA701 / LPA705_RS 3k Module | LPA701 / LPA705_RS 3k Module | MARK INOVERO
2023 | Module | 3Kw | 4 | NSBFN_09132023-001_RS Module 3K_LPA113_LPA114_SLZ-RCO_ULTEGRA | LPA113 / LPA114_RS 3k Module | LPA701 / LPA705_RS 3k Module | MARK INOVERO
2023 | Module | 3Kw | 3 | NSBFN_09152023-_SPARE_RS Module 3K & 2K_SLZ-RCO | NSB office | NSB office | KELLY MILO
2023 | Module | 3Kw | 2 | NSBFN_11282023-001_LPA116_SLZ-RCO | LPA116 | LPA116 | MARK INOVERO
2024 | Set | 2Kw-Spare | 1 | BLAINE_MTF_BOG702_VIS1954_ 08052024 | VIS1954 | BOG702 | CALVIN QUIDATO
2024 | Set | 2Kw-Spare | 1 | BLAINE_MTF_BOG702_VIS1954_ 08052024 | VIS1954 | BOG702 | CALVIN QUIDATO
2024 | Set | 2Kw-Spare | 1 | BLAINE_MTF_CAR702_VIS1131_ 08052024 | VIS1131 | CAR702 | CALVIN QUIDATO
2024 | Set | 2Kw-Spare | 1 | BLAINE_MTF_CAR702_VIS1131_ 08052024 | VIS1131 | CAR702 | CALVIN QUIDATO
2024 | Set | 2Kw-Spare | 1 | BLAINE_MTF_GHR701_VIS2145_ 08052024 | VIS2145 | GHR701 | CALVIN QUIDATO
2024 | Set | 2Kw-Spare | 1 | BLAINE_MTF_GHR701_VIS2145_ 08052024 | VIS2145 | GHR701 | CALVIN QUIDATO
2024 | Set | 2Kw-Spare | 1 | BLAINE_MTF_LLA701_VIS2154_ 08052024 | VIS2154 | LLA701 | CALVIN QUIDATO
2024 | Set | 2Kw-Spare | 1 | BLAINE_MTF_LLA701_VIS2154_ 08052024 | VIS2154 | LLA701 | CALVIN QUIDATO
2024 | Set | 2Kw-Spare | 1 | BLAINE_MTF_MOA701_VIS1812_ 08052024 | VIS1812 | MOA701 | CALVIN QUIDATO
2024 | Set | 2Kw-Spare | 1 | BLAINE_MTF_MOA701_VIS1812_ 08052024 | VIS1812 | MOA701 | CALVIN QUIDATO
2024 | Set | 2Kw-Spare | 1 | BLAINE_MTF_SMB701_VIS2195_ 08052024 | VIS2195 | SMB701 | CALVIN QUIDATO
2024 | Set | 2Kw-Spare | 1 | BLAINE_MTF_SMB701_VIS2195_ 08052024 | VIS2195 | SMB701 | CALVIN QUIDATO
2024 | Set | 2Kw-Spare | 1 | BLAINE_MTF_TAG101_VIS3034_ 08052024 | VIS3034 | TAG101 | CALVIN QUIDATO
2024 | Set | 2Kw-Spare | 1 | BLAINE_MTF_TAG101_VIS3034_ 08052024 | VIS3034 | TAG101 | CALVIN QUIDATO
2024 | Set | 2Kw-Spare | 1 | BLAINE_MTF_ABQ101_VIS2934_ 08052024 | VIS2934 | ABQ101 | CALVIN QUIDATO
2024 | Set | 2Kw-Spare | 1 | BLAINE_MTF_ABQ101_VIS2934_ 08052024 | VIS2934 | ABQ101 | CALVIN QUIDATO
2024 | Set | 2Kw-Spare | 1 | BLAINE_MTF_BAC101_VIS3092_ 08052024 | VIS3092 | BAC101 | CALVIN QUIDATO
2024 | Set | 2Kw-Spare | 1 | BLAINE_MTF_BAC101_VIS3092_ 08052024 | VIS3092 | BAC101 | CALVIN QUIDATO
2024 | Set | 2Kw-Spare | 1 | BLAINE_MTF_CAR102_VIS3081_ 08052024 | VIS3081 | CAR102 | CALVIN QUIDATO
2024 | Set | 2Kw-Spare | 1 | BLAINE_MTF_CAR102_VIS3081_ 08052024 | VIS3081 | CAR102 | CALVIN QUIDATO
2024 | Set | 2Kw-Spare | 1 | BLAINE_MTF_MDL701_VIS81526_ 08052024 | VIS81526 | MDL701 | CALVIN QUIDATO
2024 | Set | 2Kw-Spare | 1 | BLAINE_MTF_MDL701_VIS81526_ 08052024 | VIS81526 | MDL701 | CALVIN QUIDATO
2024 | Set | 2Kw-Spare | 1 | BLAINE_MTF_MDL702_VIS81525_ 08052024 | VIS81525 | MDL702 | CALVIN QUIDATO
2024 | Set | 2Kw-Spare | 1 | BLAINE_MTF_MDL702_VIS81525_ 08052024 | VIS81525 | MDL702 | CALVIN QUIDATO
2024 | Set | 2Kw-Spare | 1 | BLAINE_MTF_SNF702_VIS81529_ 08052024 | VIS81529 | SNF702 | CALVIN QUIDATO
2024 | Set | 2Kw-Spare | 1 | BLAINE_MTF_SNF702_VIS81529_ 08052024 | VIS81529 | SNF702 | CALVIN QUIDATO
2024 | Set | 2Kw-Spare | 1 | BLAINE_MTF_TAG103_VIS2992_ 08052024 | VIS2992 | TAG103 | CALVIN QUIDATO
2024 | Set | 2Kw-Spare | 1 | BLAINE_MTF_TAG103_VIS2992_ 08052024 | VIS2992 | TAG103 | CALVIN QUIDATO
2024 | Set | 2Kw-Spare | 1 | BLAINE_MTF_TAL104_VIS2792_ 08052024 | VIS2792 | TAL104 | CALVIN QUIDATO
2024 | Set | 2Kw-Spare | 1 | BLAINE_MTF_TAL104_VIS2792_ 08052024 | VIS2792 | TAL104 | CALVIN QUIDATO
2024 | Set | 2Kw-Spare | 1 | BLAINE_MTF_BIG102_VIS2362_ 08052024 | VIS2362 | BIG102 | CALVIN QUIDATO
2024 | Set | 2Kw-Spare | 1 | BLAINE_MTF_BIG102_VIS2362_ 08052024 | VIS2362 | BIG102 | CALVIN QUIDATO
2024 | Set | 2Kw-Spare | 1 | BLAINE_MTF_BRN701_VIS81537_ 08052024 | VIS81537 | BRN701 | CALVIN QUIDATO
2024 | Set | 2Kw-Spare | 1 | BLAINE_MTF_BRN701_VIS81537_ 08052024 | VIS81537 | BRN701 | CALVIN QUIDATO
2024 | Set | 2Kw-Spare | 1 | BLAINE_MTF_BWY704_VIS81513_ 08052024 | VIS81513 | BYW704 | CALVIN QUIDATO
2024 | Set | 2Kw-Spare | 1 | BLAINE_MTF_BWY704_VIS81513_ 08052024 | VIS81513 | BYW704 | CALVIN QUIDATO
2024 | Set | 2Kw-Spare | 1 | BLAINE_MTF_CTV102_VIS2421_ 08052024 | VIS2421 | CTV102 | CALVIN QUIDATO
2024 | Set | 2Kw-Spare | 1 | BLAINE_MTF_CTV102_VIS2421_ 08052024 | VIS2421 | CTV102 | CALVIN QUIDATO
2024 | Set | 2Kw-Spare | 1 | BLAINE_MTF_DMN703_VIS81538_ 08052024 | VIS81538 | DMN703 | CALVIN QUIDATO
2024 | Set | 2Kw-Spare | 1 | BLAINE_MTF_DMN703_VIS81538_ 08052024 | VIS81538 | DMN703 | CALVIN QUIDATO
2024 | Set | 2Kw-Spare | 1 | BLAINE_MTF_ESC102_VIS2430_ 08052024 | VIS2430 | ESC102 | CALVIN QUIDATO
2024 | Set | 2Kw-Spare | 1 | BLAINE_MTF_ESC102_VIS2430_ 08052024 | VIS2430 | ESC102 | CALVIN QUIDATO
2024 | Set | 2Kw-Spare | 1 | BLAINE_MTF_SNC101_VIS2444_ 08052024 | VIS2444 | SNC101 | CALVIN QUIDATO
2024 | Set | 2Kw-Spare | 1 | BLAINE_MTF_SNC101_VIS2444_ 08052024 | VIS2444 | SNC101 | CALVIN QUIDATO
2024 | Set | 2Kw-Spare | 1 | BLAINE_MTF_SPARE_2_ 08052024 | SPARE | SPARE | CALVIN QUIDATO
2024 | Set | 2Kw-Spare | 1 | BLAINE_MTF_SPARE_2_ 08052024 | SPARE | SPARE | CALVIN QUIDATO
2024 | Set | 2Kw-Spare | 1 | BLAINE_MTF_SPARE_2_ 08052024 | SPARE | SPARE | CALVIN QUIDATO
2024 | Set | 2Kw-Spare | 1 | BLAINE_MTF_SPARE_2_ 08052024 | SPARE | SPARE | CALVIN QUIDATO
2024 | Set | 2Kw-Spare | 1 | BLAINE_MTF_SPARE_2_ 08052024 | SPARE | SPARE | CALVIN QUIDATO
2024 | Set | 2Kw-Spare | 1 | BLAINE_MTF_SPARE_2_ 08052024 | SPARE | SPARE | CALVIN QUIDATO
2024 | Set | 2Kw-Spare | 1 | BLAINE_MTF_SPARE_2_ 08052024 | SPARE | SPARE | CALVIN QUIDATO
2024 | Set | 2Kw-Spare | 1 | BLAINE_MTF_SPARE_2_ 08052024 | SPARE | SPARE | CALVIN QUIDATO
2024 | Set | 2Kw-Spare | 1 | BLAINE_MTF_SPARE_2_ 08052024 | SPARE | SPARE | CALVIN QUIDATO
2024 | Set | 2Kw-Spare | 1 | BLAINE_MTF_SPARE_2_ 08052024 | SPARE | SPARE | CALVIN QUIDATO
2024 | Set | 2Kw-Spare | 1 | BLAINE_MTF_SPARE_2_ 08052024 | SPARE | SPARE | CALVIN QUIDATO
2024 | Set | 2Kw-Spare | 1 | BLAINE_MTF_SPARE_2_ 08052024 | SPARE | SPARE | CALVIN QUIDATO
2024 | Set | 2Kw-Spare | 1 | BLAINE_MTF_SPARE_2_ 08052024 | SPARE | SPARE | CALVIN QUIDATO
2024 | Set | 2Kw-Spare | 1 | BLAINE_MTF_SPARE_2_ 08052024 | SPARE | SPARE | CALVIN QUIDATO
2024 | Set | 2Kw-Spare | 1 | BLAINE_MTF_SPARE_2_ 08052024 | SPARE | SPARE | CALVIN QUIDATO
2024 | Set | 2Kw-Spare | 1 | BLAINE_MTF_SPARE_2_ 08052024 | SPARE | SPARE | CALVIN QUIDATO
2024 | Set | 2Kw-Spare | 1 | BLAINE_MTF_SPARE_2_ 08052024 | SPARE | SPARE | CALVIN QUIDATO
2024 | Set | 2Kw-Spare | 1 | BLAINE_MTF_SPARE_2_ 08052024 | SPARE | SPARE | CALVIN QUIDATO
2024 | Set | 2Kw-Spare | 1 | BLAINE_MTF_SPARE_2_ 08052024 | SPARE | SPARE | CALVIN QUIDATO
2024 | Set | 2Kw-Spare | 1 | BLAINE_MTF_SPARE_2_ 08052024 | SPARE | SPARE | CALVIN QUIDATO
2024 | Set | 2Kw-Spare | 1 | BLAINE_MTF_SPARE_2_ 08052024 | SPARE | SPARE | CALVIN QUIDATO
2024 | Set | 2Kw-Spare | 1 | BLAINE_MTF_SPARE_2_ 08052024 | SPARE | SPARE | CALVIN QUIDATO
2024 | Set | 2Kw-Spare | 1 | BLAINE_MTF_SPARE_2_ 08052024 | SPARE | SPARE | CALVIN QUIDATO
2024 | Set | 2Kw-Spare | 1 | BLAINE_MTF_SPARE_2_ 08052024 | SPARE | SPARE | CALVIN QUIDATO
2024 | Set | 2Kw-Spare | 1 | BLAINE_MTF_SPARE_2_ 08052024 | SPARE | SPARE | CALVIN QUIDATO
2024 | Set | 2Kw-Spare | 1 | BLAINE_MTF_SPARE_2_ 08052024 | SPARE | SPARE | CALVIN QUIDATO
2024 | Set | 2Kw-Spare | 1 | BLAINE_MTF_SMB701_VIS2195_ 09042024 | VIS2195 | SMB701 | MARK INOVERO
2024 | Set | 2Kw-Spare | 1 | BLAINE_MTF_SMB701_VIS2195_ 09042024 | VIS2195 | SMB701 | MARK INOVERO
2024 | Set | 2Kw-Spare | 1 | BLAINE_MTF_SMB701_VIS2195_ 09042024 | VIS2195 | SMB701 | MARK INOVERO
2024 | Set | 2Kw-Spare | 1 | BLAINE_MTF_SMB701_VIS2195_ 09042024 | VIS2195 | SMB701 | MARK INOVERO
2024 | Set | 2Kw-Spare | 1 | BLAINE_MTF_SMB701_VIS2195_ 09042024 | VIS2195 | SMB701 | MARK INOVERO
2024 | Set | 2Kw-Spare | 1 | BLAINE_MTF_SMB701_VIS2195_ 09042024 | VIS2195 | SMB701 | MARK INOVERO
2024 | Module | 2Kw-Spare | 1 | BLAINE_MTF_Recti Module_ Spare_ 09122024 | SPARE | SPARE | CALVIN QUIDATO
2024 | Module | 2Kw-Spare | 1 | BLAINE_MTF_Recti Module_ Spare_ 09122024 | SPARE | SPARE | CALVIN QUIDATO
2024 | Module | 2Kw-Spare | 1 | BLAINE_MTF_Recti Module_ Spare_ 09122024 | SPARE | SPARE | CALVIN QUIDATO
2024 | Module | 2Kw-Spare | 1 | BLAINE_MTF_Recti Module_ Spare_ 09122024 | SPARE | SPARE | CALVIN QUIDATO
2024 | Module | 2Kw-Spare | 1 | BLAINE_MTF_Recti Module_ Spare_ 09122024 | SPARE | SPARE | CALVIN QUIDATO
2024 | Module | 2Kw-Spare | 1 | BLAINE_MTF_Recti Module_ Spare_ 09122024 | SPARE | SPARE | CALVIN QUIDATO
2024 | Module | 2Kw-Spare | 1 | BLAINE_MTF_Recti Module_ Spare_ 09122024 | SPARE | SPARE | CALVIN QUIDATO
2024 | Module | 2Kw-Spare | 1 | BLAINE_MTF_Recti Module_ Spare_ 09122024 | SPARE | SPARE | CALVIN QUIDATO
2024 | Module | 2Kw-Spare | 1 | BLAINE_MTF_Recti Module_ Spare_ 09122024 | SPARE | SPARE | CALVIN QUIDATO
2024 | Module | 2Kw-Spare | 1 | BLAINE_MTF_Recti Module_ Spare_ 09122024 | SPARE | SPARE | CALVIN QUIDATO
2024 | Module | 2Kw-Spare | 1 | BLAINE_MTF_Recti Module_ Spare_ 09122024 | SPARE | SPARE | CALVIN QUIDATO
2024 | Module | 2Kw-Spare | 1 | BLAINE_MTF_Recti Module_ Spare_ 09122024 | SPARE | SPARE | CALVIN QUIDATO
2024 | Module | 2Kw-Spare | 1 | BLAINE_MTF_Recti Module_ Spare_ 09122024 | SPARE | SPARE | CALVIN QUIDATO
2024 | Module | 2Kw-Spare | 1 | BLAINE_MTF_Recti Module_ Spare_ 09122024 | SPARE | SPARE | CALVIN QUIDATO
2024 | Module | 2Kw-Spare | 1 | BLAINE_MTF_Recti Module_ Spare_ 09122024 | SPARE | SPARE | CALVIN QUIDATO
2024 | Module | 2Kw-Spare | 1 | BLAINE_MTF_Recti Module_ Spare_ 09122024 | SPARE | SPARE | CALVIN QUIDATO
2024 | Module | 2Kw-Spare | 1 | BLAINE_MTF_Recti Module_ Spare_ 09122024 | SPARE | SPARE | CALVIN QUIDATO
2024 | Module | 2Kw-Spare | 1 | BLAINE_MTF_Recti Module_ Spare_ 09122024 | SPARE | SPARE | CALVIN QUIDATO
2024 | Module | 2Kw-Spare | 1 | BLAINE_MTF_Recti Module_ Spare_ 09122024 | SPARE | SPARE | CALVIN QUIDATO
2024 | Module | 2Kw-Spare | 1 | BLAINE_MTF_Recti Module_ Spare_ 09122024 | SPARE | SPARE | CALVIN QUIDATO
2024 | Module | 2Kw-Spare | 1 | NSBFN_09272024-001_BOHOL SITE'S_VISAYAS-RCO_Spare Rectifier Module | TAG101, TAG103, BAC101, ABQ101 | TAG101, TAG103, BAC101, ABQ101 | MARK INOVERO
2024 | Module | 2Kw-Spare | 1 | NSBFN_09272024-001_BOHOL SITE'S_VISAYAS-RCO_Spare Rectifier Module | TAG101, TAG103, BAC101, ABQ101 | TAG101, TAG103, BAC101, ABQ101 | MARK INOVERO
2024 | Module | 2Kw-Spare | 1 | NSBFN_09272024-001_BOHOL SITE'S_VISAYAS-RCO_Spare Rectifier Module | TAG101, TAG103, BAC101, ABQ101 | TAG101, TAG103, BAC101, ABQ101 | MARK INOVERO
2024 | Module | 2Kw-Spare | 1 | NSBFN_09272024-001_BOHOL SITE'S_VISAYAS-RCO_Spare Rectifier Module | TAG101, TAG103, BAC101, ABQ101 | TAG101, TAG103, BAC101, ABQ101 | MARK INOVERO
2024 | Module | 2Kw-Spare | 1 | NSBFN_09292024-002_BOHOL SITE'S_VISAYAS-RCO_Spare Rectifier Module | Bohol Site's - LLA701, GHR701 | Bohol Site's - TAG101, BAC101, LLA701 | MARK INOVERO
2024 | Module | 2Kw-Spare | 1 | NSBFN_09292024-002_BOHOL SITE'S_VISAYAS-RCO_Spare Rectifier Module | Bohol Site's - LLA701, GHR701 | Bohol Site's - TAG101, BAC101, LLA701 | MARK INOVERO
2024 | Module | 2Kw-Spare | 1 | NSBFN_09292024-002_BOHOL SITE'S_VISAYAS-RCO_Spare Rectifier Module | Bohol Site's - LLA701, GHR701 | Bohol Site's - TAG101, BAC101, LLA701 | MARK INOVERO
2024 | Module | 2Kw-Spare | 1 | NSBFN_09292024-002_BOHOL SITE'S_VISAYAS-RCO_Spare Rectifier Module | Bohol Site's - LLA701, GHR701 | Bohol Site's - TAG101, BAC101, LLA701 | MARK INOVERO
2024 | Module | 2Kw-Spare | 1 | NSBFN_09292024-002_BOHOL SITE'S_VISAYAS-RCO_Spare Rectifier Module | Bohol Site's - LLA701, GHR701 | Bohol Site's - TAG101, BAC101, LLA701 | MARK INOVERO
2024 | Module | 2Kw-Spare | 1 | NSBFN_09292024-002_BOHOL SITE'S_VISAYAS-RCO_Spare Rectifier Module | Bohol Site's - LLA701, GHR701 | Bohol Site's - TAG101, BAC101, LLA701 | MARK INOVERO
2024 | Module | 2Kw-Spare | 1 | NSBFN_09292024-002_BOHOL SITE'S_VISAYAS-RCO_Spare Rectifier Module | Bohol Site's - LLA701, GHR701 | Bohol Site's - TAG101, BAC101, LLA701 | MARK INOVERO
2024 | Module | 2Kw-Spare | 1 | NSBFN_09292024-002_BOHOL SITE'S_VISAYAS-RCO_Spare Rectifier Module | Bohol Site's - LLA701, GHR701 | Bohol Site's - TAG101, BAC101, LLA701 | MARK INOVERO
2024 | Module | 2Kw-Spare | 1 | NSBFN_09292024-002_BOHOL SITE'S_VISAYAS-RCO_Spare Rectifier Module | Bohol Site's - LLA701, GHR701 | Bohol Site's - TAG101, BAC101, LLA701 | MARK INOVERO
2024 | Module | 2Kw-Spare | 1 | NSBFN_09292024-002_BOHOL SITE'S_VISAYAS-RCO_Spare Rectifier Module | Bohol Site's - LLA701, GHR701 | Bohol Site's - TAG101, BAC101, LLA701 | MARK INOVERO
2024 | Module | 2Kw-Spare | 1 | BLAINE_MTF_BOHOL SITE'S_10092024 | TAG101, TAG103, BAC101, LLA701 | TAG101, TAG103, BAC101, LLA701 | MARK INOVERO
2024 | Module | 2Kw-Spare | 1 | BLAINE_MTF_BOHOL SITE'S_10092024 | TAG101, TAG103, BAC101, LLA701 | TAG101, TAG103, BAC101, LLA701 | MARK INOVERO

## MF2 (hidden)
Good
GT Material Code | PART NUMBER | MATERIAL DESCRIPTION | Description 2 | Average Request Qty per Site | UoM | Total Available | NP MNL | SBF CEB | SBF DAV | Additional Purchase SI221128001 (all in MNL WH) | Defect | RMA | s | s
819411 | 3FE76762AA | Lightspan MF-2 shelf incl. fan unit (LMXR-A) | LMXR-A | 1 | PC | 155 | 23 | 111 | 3 | 10 | 8
819430 | 3FE76353AA | Lightspan MF 16port Multi-PON Line board (LWLT-C) | LWLT-C | 1 | PC | 67 | 31 | 7 | 12 | 9 | 8
819412 | 3FE76559BA | Lightspan MF-2 DC power module (LPWR-B DC) | LPWR-B DC | 2 | PC | 319 | 45 | 229 | 25 | 20
820215 | 3FE77035BA | Lightspan MF LT dmmy plte (388x204x25)mm |  | - | PC | 266 | 127 | 113 | 26
819454 | 3FE69465AA | Universal dummy plate |  | - | PC | 14 | 5 | 2 | 2 | 5
810266 | 3FE62600AA | Optical Transceiver SFP+,1310nm SM,10km(brand: Nokia) (10GBase-LR) | 10GBase-LR | 2 | PC | 953 | 518 | 371 | 44 | 20
819464 | 3FE53441AA | PON Transceiver20km 1310nm(Tx)1490nm(Rx) - GPON SFP B+ | GPON SFP B+ | 8 | PC | 884 | 294 | 425 | 45 | 120
819471 | 3FE47581AF | PON Transceiver OSGXGSC 10G SFP+ | XGSPON B+ | 8 | PC | 251 | 91 | 80 | 0 | 80
819421 | 3FE47581AB | Transcvr XGS-PON/GPON MPM B+(28dBm)Ctemp | XGSPON B+ | 8 | PC | 686 | 568 | 23 | 95
819429 | 3FE76476AA | LightspanMF-2 240Gbps NT with clock sync(brand: Nokia) (LMNT-A) | LMNT-A | 2 | PC | 315 | 90 | 180 | 24 | 20 | 1
807134 | 3FE29431GLAA | SNGLE PGND CABLE 15M 10AWG G&Y |  | 1 | PC | 378 | 204 | 174 | 0
820687 | 3FE77365BA | Lightspan MF-2 DC power cable ETSI (10m) (brand: Nokia |  | 2 | PC | 472 | 174 | 274 | 4 | 20
n/a | 3FE77365BA-15M | Power Cable Blue/Black 15m |  | 2 | PC | 50 | 15 | 35 | 0
n/a | 3FE77365AA_20m | Power Cable Blue/Black 20m |  | 2 | PC | 32 | 10 | 22 | 0
n/a | L00YG16MM2 | WIRE GROUNDING CABLE YELLOW/GREEN 16MM N/A |  | 10 | M | 30 | 30 | 0 | 0
n/a | 1AZ661980001 | HT RVVZ Single Ground Cable 16mm2 (Yellow/Green) |  | 12 | M | 1894 | 952 | 829 | 113
n/a | Blaine-Cartridge9mm | Labeller tape |  | 1 | PC | 521 | 510 | 0 | 11
n/a | Blaine-Spiral-1/2mmx10ft | Spiral Wrap 10mmx10ft |  | 1 | PACK | 587 | 291 | 273 | 23
n/a | L00FLHO34 | flexible hose orange 3/4" | 100m per roll | 12 | M | 3624 | 1811 | 1621 | 192
n/a | L00HLT_VELCRO_10M | VELCRO (HOOK & LOOP TIE) BLACK 10m/roll |  | 3 | M | 4550 | 2238 | 2302 | 10
n/a | Blaine-8"Tie-Blk | Plastic Cable Tie black |  | 1 | PACK | 1841 | 506 | 286 | 1049
n/a | Blaine-8"Tie | Plastic Cable Tie white |  | 1 | PACK | 388 | 202 | 183 | 3
n/a | Blaine-ButterflyTie | butterfly cable tie |  | 1 | PACK | 1304 | 614 | 679 | 11
n/a | L00TL14AWG | Terminal Lugs (#14 AWG) |  | 6 | PC | 1797 | 788 | 1005 | 4
n/a | L00Lugs8mm2 | terminal lugs 8mm |  | 4 | PC | 2347 | 1861 | 475 | 11
n/a | L00Lugs10mm2 | 10mm2 Terminal Lugs |  | 2 | PC | 1631 | 1044 | 529 | 58
n/a | L00Lugs16mm2 | 16-10mm2 Terminal Lugs |  | 2 | PC | 2096 | 1683 | 286 | 127
n/a | Blaine-8mmShrinkable | Shrinkable tube 8mm x 200mm |  | 3 | PC | 1094 | 524 | 564 | 6
n/a | Blaine-12mmShrinkable | Shrinkable tube 12mm x 200mm |  | 3 | PC | 1513 | 828 | 640 | 45
n/a | Blaine-16mm-Shrinkable | Shrinkable tube 16mm x 200mm |  | 3 | PC | 1492 | 1301 | 146 | 45
819435 | L00OBR19 | 19" Open Bay Rack |  | - | PC | 15 | 10 | 2 | 3

## FX4-FX8-DF16 (hidden)
GT Material Code | Equipment | PART NUMBER | MATERIAL DESCRIPTION | QTY PER SET | UoM | Total Available | NP MNL | SBF CEB | SBF DAV
819432 | FX4/FX8 | 3FE76986AA | ISAM FX 16port GPON line card(brand: Nokia) | - | PC | 60 | 24 | 25 | 11
819433 | FX4/FX8 | 3FE71256AB | 7360 ISAM FX 1280Gbps NT with network clock synchronization capabilities, without SFPs (ETSI variant)(brand: Nokia) | 2 | PC | 33 | 21 | 6 | 6 | 480
819414 | FX4 | 3FE61087DA | Fiber Routing Kit ISAM FX-4(brand: Nokia) | 1 | PC | 14 | 8 | 3 | 3
819413 | FX4 | 3FE64991AB | Shelf 7360 ISAM FX-4 48V only(brand: Nokia) | 1 | PC | 14 | 8 | 3 | 3
819415 | FX8 | 3FE64936AB | 7360 ISAM FX-8 shelf (ETSI variant), 48V only, incl. BFAN unit(brand: Nokia) | 1 | PC | 1 | 1 | 0 | 0
819415 | FX8 | 3FE64936AB-S | 7360 ISAM FX-8 shelf (ETSI variant), 48V only, incl. BFAN unit(brand: Nokia) | 1 | PC | 1 | 1 | 0 | 0
819416 | FX8 | 3FE61087EA | ISAM FX-8 Fiber Routing Kit(brand: Nokia) | 1 | PC | 2 | 2 | 0 | 0
820179 | DF16 | 3FE77670AA | Lightspan DF-16GM shelf incl. fan unit, w/o dust filter(brand: Nokia) | 1 | PC | 25 | 25 | 0 | 0
820180 | DF16 | 3FE77645AA | Lightspan DF-16GM DC power module(brand: Nokia) | 2 | PC | 52 | 52 | 0 | 0
819465 | DF16 | 3FE53441AC | GPON Small form factor pluggable B+ (I-temp) OLT(brand: Nokia) | 8 | PC | 211 | 211 | 0 | 0
819427 | FX4 & FX8 | 3FE29404HAAA | Positive Power Cable Blue/10m(brand: Nokia) 16mm | 2 | PC | 0 | 0 | 0 | 0
819428 | FX4 & FX8 | 3FE29405HAAA | Positive Power Cable Black/10m(brand: Nokia)16mm | 2 | PC | 0 | 0 | 0 | 0
819427 | FX4 & FX8 | 3FE29404GAAA | Positive Power Cable Black/10m(brand: Nokia)16mm | 2 | PC | 56 | 22 | 30 | 4
819428 | FX4 & FX8 | 3FE29405GAAA | Positive Power Cable Blue/10m(brand: Nokia)16mm | 2 | PC | 56 | 22 | 30 | 4
n/a | FX4 & FX8 | 1AZ661980001 | HT RVVZ Single Ground Cable 16mm2 (Yellow/Green) | 12 | M | 1894 | 952 | 829 | 113
n/a | DF16 | 3FE72993GA | DF 16GM POWER CABLES(10M)(BRAND: NOKIA) | - | PC | 57 | 55 | 2 | 0
n/a | FX4 & FX8 | 3FE29337GLAA | FX4 16mm2, 15m/positive power cable black(brand: Nokia) | - | PC | 36 | 0 | 36 | 0
n/a | FX4 & FX8 | 3FE29338GLAA | FX4 16mm2, 15m/positive power cable blue(brand: Nokia) | - | PC | 36 | 0 | 36 | 0
n/a | FX4 & FX8 | 3FE29337HAAA | FX4 16mm2, 20m/positive power cable blue(brand: Nokia) | - | PC | 10 | 0 | 10 | 0
n/a | FX4 & FX8 | 3FE29338HAAA | FX4 16mm2, 20m/positive power cable black(brand: Nokia) | - | PC | 10 | 0 | 10 | 0
n/a | FX4 & FX8 | 3FE29339HAAA | FX4 10mm2, 20m/positive power cable black(brand: Nokia) | - | PC | 6 | 0 | 6 | 0
n/a | FX4 & FX8 | 3FE29340HAAA | FX4 10mm2, 20m/positive power cable blue(brand: Nokia) | - | PC | 6 | 0 | 6 | 0
n/a | FX4 & FX8 | 3FE29339HLAA | FX4 10mm2, 25m/positive power cable black(brand: Nokia) | - | PC | 2 | 0 | 2 | 0
n/a | FX4 & FX8 | 3FE29340HLAA | FX4 10mm2, 25m/positive power cable blue(brand: Nokia) | - | PC | 2 | 0 | 2 | 0
n/a | FX4 & FX8 | 3FE78483CAAA | Alarm cable 2m for DB15 (Brand : CPE) |  | PC | 26 | 23 | 3 | 0

## QODC - ODC (hidden)
QODC
GT Material Code | PART NUMBER | MATERIAL DESCRIPTION | QTY PER SITE | UoM | Total Available | NP MNL | SBF CEB | SBF DAV
819499 | 3AP67211AAAA | QuickDeploymentOutdoorCabinDF16/MF255kg(brand: Nokia) | 1 | PC | 170 | 56 | 111 | 3
819500 | 3AP67213ACAA | Base mounting kit for Quick ODC(brand: Nokia) | 1 | PC | 157 | 56 | 98 | 3
819500 | 3AP67213AAAA | Pole Mount Mat MF2 Cab. |  |  | 6 | 0 | 6 | 0
819500 | 3AP67213ABAA | Wall Mount Mat MF2 Cab. |  |  | 7 | 2 | 5 | 0
n/a | L00SSEALANT-C | Sealant | 2 | PC | 300 | 64 | 233 | 3
n/a | L00LTFC114 | LTC 1 1/4" | 15 | M | 1878 | 838 | 862 | 178
n/a | L00LTFC34 | LTC 3/4 " | 15 | M | 220 | 11 | 0 | 209
n/a | L00LTFCCON34 | 3/4" straight connector black | 2 | PC | 135 | 33 | 74 | 28
n/a | L00LTFCCON114 | 1 1/4" straight connector | 2 | PC | 219 | 83 | 110 | 26
n/a | L00RC01-3.5 | 3.5MM x 2C PD ROYAL CORD (75m/roll) | 15 | M | 1620 | 908 | 658 | 54
n/a | L00LUGS3.5MM | 3.5MM TERMINAL LUGS | 6 | PC | 1552 | 1494 | 25 | 33
n/a | L00LUGS3.6MM | Terminal Lugs 3.5-6 | - | PC | 2937 | 172 | 2765 | 0
n/a | Cable Ladder 3M | Cable Ladder 3M | 1 | PC | 24 | 9 | 13 | 2
n/a | L00PVCYEL001 | Acrylic Yellow Label (Grounding Label Tag) | 1 | PC | 267 | 59 | 208 | 0
n/a | 3FE82503AD | LTC Metallic 15 PA Coating（Brand: Nokia) |  | m | 3630 | 3630 | 0 | 0
n/a | 3FE82503AC | LTC Metallic 25 PA Coating（Brand: Nokia) |  | m | 888 | 888 | 0 | 0
n/a | 3FE82502AD | LTC Connector 15（Brand: Nokia) |  | PC | 1484 | 1484 | 0 | 0
n/a | 3FE82502AC | LTC Connector 25（Brand: Nokia) |  | PC | 494 | 494 | 0 | 0
n/a | 3FE82509AB | Conduit Coupler 1 inch M（Brand: Nokia) |  | PC | 248 | 248 | 0 | 0
n/a | 3FE82508AB | Conduit Coupler ½ inch M（Brand: Nokia) |  | PC | 248 | 248 | 0 | 0
n/a | 3FE78433AB | Nylon Nut M20（Brand: Nokia) |  | PC | 1488 | 1488 | 0 | 0
n/a | 3FE78433AA | Nylon Nut M32（Brand: Nokia) |  | PC | 496 | 496 | 0 | 0
n/a | 3FE78434AB | Sealing Washer M20（Brand: Nokia) |  | PC | 1488 | 1488 | 0 | 0
n/a | 3FE78434AA | Sealing Washer M32（Brand: Nokia) |  | PC | 496 | 496 | 0 | 0
n/a | 3FE82503AA | LIQUID TIGHT CONDUIT M32 PA6(brand: Nokia) |  | m | 2 | 2 | 0 | 0
n/a | 3FE82503AB | LIQUID TIGHT CONDUIT M20 PA6(brand: Nokia) |  | m | 71 | 71 | 0 | 0
n/a | 2308001-B | QODC Door Alarm Bracket |  | pc | 211 | 147 | 64 | 0
ODC
GT Material Code | PART NUMBER | MATERIAL DESCRIPTION | QTY PER SITE | UoM | Total Available | NP MNL | SBF CEB | SBF Davao
816828 | 3AP67205BCAA-ODC | ODC Cabinet with MDF and other accessory, Rectifier (FP2 2KW*1) | 1 | pc | 28 | 24 | 1 | 3
| 1AF30686AAAA | 25 Ah AGM battery _12V (6-GFM-105F) | 8 | pc | 240 | 200 | 8 | 32
| Blaine-ODC_SB01 | ODC Support Bar for Battery Platform | 4 | pc | 148 | 134 | 2 | 12
n/a | SQCB40A | HOM240 SQUARED PLUGIN 40A 2P | - | pc | 2 | 1 | 1 | 0
n/a | L00CB40A | QOB240 Miniature Circuit Breaker 40AT/100AF, 2P 10 KAIC 120/240V | - | pc | 1 | 1 | 0 | 0
n/a | L0014THHNWIRE-BLK | 14MM THHN - Black (6 AWG) | 15 | M | 462 | 437 | 0 | 25
n/a | L0014THHNWIRE-RED | 14MM THHN - Red (6 AWG) | 15 | M | 462 | 437 | 0 | 25
n/a | ODC Base Frame | ODC Base Frame | 1 | pc | 5 | 2 | 1 | 2
n/a | S/S M12 x 120mm | S/S M12 x 120mm | 8 | pc | 40 | 16 | 8 | 16
n/a | M16 Expansion Bolt | M16 Expansion Bolt | 8 | pc | 40 | 16 | 8 | 16

## RCO (hidden)
Good
GT Material Code | PART NUMBER | MATERIAL DESCRIPTION | QTY PER SITE | UoM | Total Available | NP MNL | SBF CEB | SBF DAV | Defect | RMA |  |  | Pullout by Eltek | Shipped to Norway
819635 | 1AF26955ABAA | Wireline Rectifier 8kW 2U,FP2(brand: Eltek) | 1 | PC | 59 | 42 | 13 | 1 | 3 |  |  | RCO Chasis | 3 | 0
n/a | 242100.12 | SMARTPACK R CONTROLLER | 1 | PC | 55 | 42 | 11 | 1 | 1 |  |  | Smart Pack Module | 1 | 0
n/a | 241115.105 | (FLATPACK2 48/2000 HE) | 2 | PC | 225 | 79 | 133 | 2 | 11 |  |  | Old batch Rectifier Module (2Kw) | 5 | 7
n/a | 241115.105-R | (FLATPACK2 48/2000 HE) | 2 | PC | 123 | 97 | 24 | 2 |  |  | original qty = 306
n/a | 241119.105 | FLATPACK2 48/3000 HE | 2 | PC | 15 | 15 | 0 | 0 |  |  | original qty = 60
819634 | 1AF32123AAAA | DC Distribution Unit 12xPDU(brand: Eltek) | 1 | PC | 147 | 8 | 138 | 1
819642 | 3FE77791AA | Door alarm KBM-121 White, 2A 250VAC(brand:Nokia) | 1 | PC | 50 | 35 | 14 | 1
819643 | 3FE83118AA | Smoke sensor SD119-G-4 (brand:Nokia) | 1 | PC | 78 | 53 | 24 | 1
819637 | 3FE82498AA | Liquid Sensor SC-LS-201(brand:Nokia) | 1 | PC | 56 | 41 | 14 | 1
819645 | 3FE77792AA | IU Chassis Sensor 480x200x44mm(brand:Nokia) | 1 | PC | 93 | 79 | 13 | 1
819644 | 3FE19427AB | Temperature Sensor Temp1 130x94.2mm(brand:Nokia) | 1 | PC | 58 | 44 | 13 | 1
n/a | L00DCBLK16MM2 | 16mm2 DC Cable Black | 4 | M | 471 | 424 | 39 | 8
n/a | L00DCBLU16MM2 | 16mm2 DC Cable Blue | 4 | M | 467 | 424 | 35 | 8
n/a | L005.5THHNWIRE-BLK | 4.5mm2/5.5mm2 AC cable Blue/Black | 6 | M | 308 | 300 | 0 | 8
n/a | L005.5THHNWIRE-RED | 4.5mm2/5.5mm2 AC cable Brown/Red | 6 | M | 304 | 300 | 0 | 4
n/a | L00RC01-3.5 | 3.5mm2 x 2c PD Royal Cord | 3 | M | 1620 | 908 | 658 | 54
n/a | L00YG3.5MM2 | 3.5mm2/5.5mm2 Grounding | 4 | M | 23 | 20 | 3 | 0
n/a | L005.5THHNWIRE-GREEN |  |  |  | 472 | 312 | 156 | 4
n/a | L00YG8MM2 | 8mm2 Grounding Cable Yellow Green | 3 | M | 260.5 | 189 | 52 | 19.5
n/a | L00LUGS3.5MM | Terminal Lugs 3.5mm2 | 10 | PC | 1552 | 1494 | 25 | 33
n/a | L00LUGS5.5MM | 4.5mm2/5.5mm2 Terminal Lugs | 6 | PC | 2111 | 1713 | 398 | 0
n/a | L00Lugs8mm2 | 8mm2 Terminal Lugs | 4 | PC | 2347 | 1861 | 475 | 11
n/a | L00Lugs10mm2 | 10mm2 Terminal Lugs | - | PC | 1631 | 1044 | 529 | 58
n/a | L00Lugs16mm2 | 16mm2 Terminal Lugs | 6 | PC | 2096 | 1683 | 286 | 127 |  |  |  | RCO
n/a | Blaine-8"Tie-Blk | 8" Cable Tie Black 100pcs/pack | 1 | PACK | 1841 | 506 | 286 | 1049
n/a | Blaine-3.5mm-Shrinkable | Shrinkable Tube for 3.5mm2/5.5mm2 | 1 | M | 95 | 82 | 5 | 8
n/a | Blaine-16mm-Shrinkable | Shrinkable tube 16mm x 200mm | 1 | pc | 1492 | 1301 | 146 | 45
n/a | L00LUGS3.5MM_cable shoe | Perrule (Cable Shoe) 3.5mm2 | 10 | PC | 148 | 144 | 4 | 0
n/a | L005.5INS | 3.5mm2/5.5mm2 Fully-Ins | 12 | PC | 2070 | 1968 | 102 | 0
n/a | L00CS14AWG-BL | 2.5mm2 Cable shoe Blue | - | PC | 514 | 144 | 370 | 0
n/a | L00CS14AWG-BK | 2.5mm2 Cable shoe Black | - | PC | 165 | 150 | 15 | 0
n/a | Blaine-2.5mmShoe | 2.5mm2 Cable Shoe Blue | - | PC | 3162 | 3162 | 0 | 0
n/a | L002URackExt | 19" Rack Extender | 2 | PC | 297 | 174 | 121 | 2
n/a | L00UTP01 | BELDEN CAT5 UTP CABLE | 3 | M | 38.5 | 31.5 | 0 | 7
n/a | L00UTP01-CAT6 | BELDEN CAT6 UTP CABLE | 3 | M | 1529 | 1529 | 0 | 0
n/a | L004J4501 | RJ 45 connector | 2 | PC | 213 | 199 | 0 | 14
n/a | L00CB6A-N | 6A CIRCUIT BREAKER (NADER) 1P | - | PC | 12 | 3 | 9 | 0
n/a | L00CB6A-S | 6A CIRCUIT BREAKER (Schneider) 1P | - | PC | 0 | 0 | 0 | 0
n/a | L00CB10A-N | 10A CIRCUIT BREAKER (NADER) 1P |  | PC | 8 | 4 | 4 | 0
n/a | L00CB16A-N | 16A CIRCUIT BREAKER (NADER) 1P | - | PC | 10 | 1 | 8 | 1
n/a | L00CB16A-S | 16A CIRCUIT BREAKER (Schneider) 1P | - | PC | 3 | 0 | 3 | 0
n/a | L00CB20A-N | 20A CIRCUIT BREAKER (NADER) 1P | - | PC | 10 | 3 | 7 | 0
n/a | L00CB20A-S | 20A CIRCUIT BREAKER (Schneider) 1P | - | PC | 0 | 0 | 0 | 0
n/a | L00CB25A-N | 25A CIRCUIT BREAKER (NADER) 1P | - | PC | 7 | 2 | 5 | 0
n/a | L00CB25A-S | 25A CIRCUIT BREAKER (Schneider) 1P | - | PC | 2 | 2 | 0 | 0
n/a | L00CB25A-CHNT | CHNT CIRCUIT BREAKER 25Amps 1P |  | PC | 3 | 2 | 0 | 1
n/a | L00CB32A-CHNT | CHNT CIRCUIT BREAKER 32Amps 1P |  | PC | 4 | 4 | 0 | 0
n/a | L00CB32A-N | 32A CIRCUIT BREAKER (NADER) 1P | - | PC | 2 | 0 | 2 | 0
n/a | L00CB32A-S | 32A CIRCUIT BREAKER (Schneider) 1P | - | PC | 8 | 5 | 3 | 0
n/a | L00CB40A-N | 40A CIRCUIT BREAKER (NADER) 1P |  | PC | 3 | 3 | 0 | 0
n/a | L00CB63A-N | 63A CIRCUIT BREAKER (NADER) 1P | - | PC | 4 | 3 | 1 | 0
n/a | L00CB63A-S | 63A CIRCUIT BREAKER (Schneider) 1P | - | PC | 0 | 0 | 0 | 0
n/a | 819296 | MIN 2000W HE RECTIFIER MODULE |  | PC | 0 | 0 | 0 | 0
n/a | 3FE49207AA | XGS N1-N2 (I-t) SFP+ ONU |  | PC | 18 | 18 | 0 | 0
n/a | Ferrule-0.5mm | Insulated Ferrules, Single Wire Din End Sleeve, 0.5mm^2, 8.0mm Pin Length(Brand: Nokia) |  | PC | 190 | 190 | 0 | 0
n/a | Ferrule-1.5mm | Insulated Ferrules, Single Wire Din End Sleeve, 1.5mm^2, 10mm Pin Length(Brand: Nokia) |  | PC | 380 | 380 | 0 | 0
n/a | Ferrule-4mm | Insulated Ferrules, Single Wire Din End Sleeve, 4mm^2, 10mm Pin Length(Brand: Nokia) |  | PC | 930 | 500 | 430 | 0
n/a | RCOPWR2cx1.5mm | Cable-Power*2, 2x1.5mm^2, 30*0.26, Brown and Blue Insulation, Black Sheath, LSZH, 300/500V(Brand: Nokia) |  | PC | 285 | 285 | 0 | 0
n/a | RCOSGNL-0.5mm | Cable-Signal, 0.5mm^2, 16*0.21, Black, LSZH(Brand: Nokia) |  | PC | 96 | 96 | 0 | 0
n/a | T-Block | Alarm Terminal Block |  | PC | 58 | 45 | 13 | 0

## ISAM (hidden)
Good
GT Material Code | ITEMCODE | MaterialDescription | Qty per Set | UOM | Total Available | NP MNL | SBF CEB | SBF DAV | Defect | RMA | Additional Purchase
816725 | 3FE68313AA | 7363MX6ShelfEquipmentChassiswFanUnit | 1 | pc | 114 | 50 | 27 | 1 |  |  | 36
n/a | 3FE68315AB | MF2 R-FAN Module |  | pc | 25 | 4 | 20 | 0 | 1
816728 | 3FE71637AA | 32pVplusLTServiceCARDS+SubsCablew/MELT | 1 | pc | 555 | 353 | 65 | 15 |  |  | 122
816730 | 3FE68425AA | POTSLTw/splitterCARDSSubsCable32p | 1 | pc | 105 | 36 | 12 | 14 |  |  | 43
816724 | 3FE68319AB | 7363ISAMMX-6DustFilterEquipmentrack | 1 | pc | 109 | 47 | 26 | 0 |  |  | 36
810266 | 3FE62600AA | Optical Transceiver SFP+,1310nm SM,10km(brand: Nokia) (10GBase-LR) | 2 | pc | 953 | 420 | 371 | 44 |  |  | 118
810760 | 3FE68454AA | BG-64ETSIMOUNTINGKIT | 1 | pc | 120 | 63 | 21 | 0 |  |  | 36
816726 | 3FE68339AB | 7363ISAMMX-6NTRANT-AControlCard | 1 | pc | 97 | 30 | 23 | 2 | 6 |  | 36
816727 | 3FE68410BA | 7363ISAMMX-6NTIOControlCardDC-power | 1 | pc | 110 | 44 | 27 | 2 | 1 |  | 36
817832 | 3FE68309AA | 7363ISAMMX-6DummyStiffner(frontpanel) | 1 | pc | 340 | 0 | 47 | 23 |  |  | 270
816731 | 3FE68461AA | InterconnectionCableLSZH32pair,26AWG | 1 | pc | 139 | 36 | 46 | 14 |  |  | 43
817833 | 3FE25774AA | OpticalModuleTransceiverGE 10KM (1G) 11dB |  | pc | 133 | 2 | 87 | 2 |  |  | 42
816733 | 3FE68762DA | 7363ISAMMX-6DCPowerCable(3m) | 2 | pc | 619 | 590 | 25 | 4
817742 | 3FE68762GA | 7363 ISAM MX-6 POWER CABLE (10m)(brand: Nokia) |  | pc | 145 | 53 | 38 | 0 |  |  | 54
817743 | 3FE68762GL | 7363ISAMMX-6DCPowerCable(15m) |  | pc | 146 | 127 | 19 | 0
817741 | 3FE68762EL | 7363ISAMMX-6DCPowerCable(5m) |  | pc | 31 | 14 | 15 | 2
816729 | 3FE68460DA | 7363ISAMMX-632pMDFCable(3m) | 1 | pc | 599 | 507 | 91 | 1
818423 | 3FE68460HA | 7363ISAMMX-632pMDFCable(20m) |  | pc | 81 | 37 | 38 | 6
818421 | 3FE68460GA | 7363 ISAM MX-6 MDF Cable 10m (brand: Nokia) |  | pc | 260 | 252 | 8 | 0
818422 | 3FE68460GL | 7363 ISAM MX-6 MDF Cable 15m (brand: Nokia) |  | pc | 103 | 93 | 0 | 10
818420 | 3FE68460EL | 7363 ISAM MX-6 MDF Cable 5m (brand: Nokia) |  | pc | 88 | 63 | 0 | 25
n/a | 3FE68460FJ | 7363 ISAM MX-6 MDF Cable 7m (brand: Nokia) |  | pc | 8 | 5 | 0 | 3
816827 | 1PTBTNT010 | OVP-5PTSURGEPROTECTIONMAGAZINE | 8 | pc | 2215 | 1783 | 410 | 22
816827 | MT90A/NT | MDFKRONEBLOCKS | 8 | pc | 1958 | 1612 | 346 | 0
n/a | L001X10TBMF01 | TUBULARBACKMOUNTFRAME1X10 | 1 | pc | 141 | 133 | 8 | 0
n/a | L001X5TBMF01 | TUBULARBACKMOUNTFRAME1X5 |  | pc | 67 | 62 | 5 | 0
815066 | 3FE27505DAAA | WIREGROUNDINGCABLE(3m/pc)YELLOW/GREEN2.5MMN/A |  | pc | 173 | 72 | 76 | 25
Note on L12: Additional Qty: 309
Note on F14: Allocated for Spare c/o Sir Alvin Catbagan
Note on L14: CEB - 42

## Topbox (hidden)
[21 empty] | 2394 | 2261 | 133 | 0 |  | 0 | 133
GT Material Code | Type | Item | Item Description | QTY PER SITE | UOM | Total Available | NP MNL | SBF CEB | SBF DAV | Cannibalize | Additional Purchase | Contract No. | PO No. | PROJECT NAME | Item Description | PO'd Qty | Qty Based on Orig BoQ | Status | Remarks | Delivered to Manila WH | Received Qty | Qty Out | Available Physical Qty | Available Physical Qty (Canibalize) | Deemed Acceptance | Allocation DM Tracker | Available For Allocation
816841 | Part of 94 | 3AP67079BAAA | Customerized TBX Adaptor (HW) | 1 | pc | 90 | 90 | 0 | 0 |  |  | SE180121E-0000 | 4540371065 | Bayan Migration VDSL2+, Top Box, ODC, for 134 Globe & 116 Bayantel EUL cabinets | HT Topbox (standalone) | 86 | 86 | 100% delivered | attached | 86 | 86 | 86 | 0 |  |  |  | 0
816841 | Blaine Adaptor | 3AP67079BAAA | Customerized TBX Adaptor (HW) | 1 | pc | 68 | 35 | 0 | 3 |  | 30 | SE180121E-0000 | 4540371065 | Bayan Migration VDSL2+, Top Box, ODC, for 134 Globe & 116 Bayantel EUL cabinets | HT Topbox (standalone) | 86 | 86 | 100% delivered | attached | 86 | 86 | 86 | 0 |  |  |  | 0
n/a | Blaine Adaptor | 3AP67079BAAA-3T | Customerized TBX Adaptor (3 TYPE) | 1 | pc | 0 | 0 | 0 | 0 |  |  | SE180121E-0000 | 4540371065 | Bayan Migration VDSL2+, Top Box, ODC, for 134 Globe & 116 Bayantel EUL cabinets | HT Topbox (standalone) | 86 | 86 | 100% delivered | attached | 86 | 86 | 86 | 0 |  |  |  | 0
n/a | Blaine Adaptor | 3AP67079BBAA | TBX ADAPTOR OPAC (OPAC L Standalone/with MSAN) | 1 | pc | 90 | 90 | 0 | 0 |  |  | SE180121E-0000 | 4540371065 | Bayan Migration VDSL2+, Top Box, ODC, for 134 Globe & 116 Bayantel EUL cabinets | HT Topbox (standalone) | 86 | 86 | 100% delivered | attached | 86 | 86 | 86 | 0 |  |  |  | 0
n/a | Blaine Adaptor | 3AP67079BDAA | TBX ADAPTOR ALU (ALU Standalone/with MSAN) | 1 | pc | 6 | 6 | 0 | 0 |  |  | SE180121E-0000 | 4540371065 | Bayan Migration VDSL2+, Top Box, ODC, for 134 Globe & 116 Bayantel EUL cabinets | HT Topbox (standalone) | 86 | 86 | 100% delivered | attached | 86 | 86 | 86 | 0 |  |  |  | 0
n/a | Blaine Adaptor | 3AP67079BEAA | TBX ADAPTOR OPAC S (OPAC S Standalone/with MSAN) | 1 | pc | 0 | 0 | 0 | 0 |  |  | SE180121E-0000 | 4540371065 | Bayan Migration VDSL2+, Top Box, ODC, for 134 Globe & 116 Bayantel EUL cabinets | HT Topbox (standalone) | 86 | 86 | 100% delivered | attached | 86 | 86 | 86 | 0 |  |  |  | 0
816668 | Blaine Topbox | 3AP67205BAAA | TBX MSAN GLOBE CCFR (Huawei Standalone) | 1 | pc | 6 | 1 | 0 | 3 | 2 |  | SE180121E-0000 | 4540371065 | Bayan Migration VDSL2+, Top Box, ODC, for 134 Globe & 116 Bayantel EUL cabinets | HT Topbox (standalone) | 86 | 86 | 100% delivered | attached | 86 | 86 | 86 | 0 |  |  |  | 0
816668 | Blaine Topbox | 3AP67205BDAA | TBX MSAN GLOBE CCF L ((ECI,ALU,OPAC)TBX Standalone) | 1 | pc | 0 | 0 | 0 | 0 |  |  | SE180121E-0000 | 4540371065 | Bayan Migration VDSL2+, Top Box, ODC, for 134 Globe & 116 Bayantel EUL cabinets | HT Topbox (standalone) | 86 | 86 | 100% delivered | attached | 86 | 86 | 86 | 0 |  |  |  | 0
816668 | Blaine Topbox | 3AP67205BFAA | TBX NOKIA MX CCF DC L ((ECI,ALU,OPAC) TBX with MSAN) | 1 | pc | 89 | 85 | 0 | 0 | 4 |  | SE180121E-0000 | 4540371065 | Bayan Migration VDSL2+, Top Box, ODC, for 134 Globe & 116 Bayantel EUL cabinets | HT Topbox (standalone) | 86 | 86 | 100% delivered | attached | 86 | 86 | 86 | 0 |  |  |  | 0
816668 | Blaine Topbox | 3AP67205BGAA | TBX NOKIA MX CCF DC R (Huawei with Nokia MSAN) | 1 | pc | 90 | 51 | 1 | 0 | 8 | 30 | SE180121E-0000 | 4540371065 | Bayan Migration VDSL2+, Top Box, ODC, for 134 Globe & 116 Bayantel EUL cabinets | HT Topbox (standalone) | 86 | 86 | 100% delivered | attached | 86 | 86 | 86 | 0 |  |  |  | 0
819503 | FTTH Topbox | 3AP67210AAAA | Topbox A for Small to Mid Cap 1430*700*600 (HT) | 1 | pc | 28 | 6 | 22 | 0 |  |  | SE180121E-0000 | 4540371065 | Bayan Migration VDSL2+, Top Box, ODC, for 134 Globe & 116 Bayantel EUL cabinets | HT Topbox (standalone) | 86 | 86 | 100% delivered | attached | 86 | 86 | 86 | 0 |  |  |  | 0
816841 | FTTH Adaptor | 3AP67079BAAA | Customerized TBX Adaptor (HW) | 1 | pc | 28 | 5 | 23 | 0 |  |  | SE180121E-0000 | 4540371065 | Bayan Migration VDSL2+, Top Box, ODC, for 134 Globe & 116 Bayantel EUL cabinets | HT Topbox (standalone) | 86 | 86 | 100% delivered | attached | 86 | 86 | 86 | 0 |  |  |  | 0
819503 | FTTH Topbox | 3AP67210ABAA | Topbox B for Small to Mid Cap 1430*700*600 (ECI) | 1 | pc | 9 | 1 | 8 | 0 |  |  | SE180121E-0000 | 4540371065 | Bayan Migration VDSL2+, Top Box, ODC, for 134 Globe & 116 Bayantel EUL cabinets | HT Topbox (standalone) | 86 | 86 | 100% delivered | attached | 86 | 86 | 86 | 0 |  |  |  | 0
819505 | FTTH Adaptor | 3AP67079BCAA | Topbox Adapter ECI ODC (brand: Nokia) | 1 | pc | 7 | 1 | 6 | 0 |  |  | SE180121E-0000 | 4540371065 | Bayan Migration VDSL2+, Top Box, ODC, for 134 Globe & 116 Bayantel EUL cabinets | HT Topbox (standalone) | 86 | 86 | 100% delivered | attached | 86 | 86 | 86 | 0 |  |  |  | 0
n/a |  | Blaine-12mmShrinkable | SHRINKABLE TUBE 12 MM | 2 | pc | 1521 | 834 | 642 | 45 |  |  | SE180121E-0000 | 4540371065 | Bayan Migration VDSL2+, Top Box, ODC, for 134 Globe & 116 Bayantel EUL cabinets | HT Topbox (standalone) | 86 | 86 | 100% delivered | attached | 86 | 86 | 86 | 0 |  |  |  | 0
n/a |  | Blaine-8mmShrinkable | SHRINKABLE TUBE 8 MM | 2 | pc | 1108.5 | 534.5 | 568 | 6 |  |  | SE180121E-0000 | 4540371065 | Bayan Migration VDSL2+, Top Box, ODC, for 134 Globe & 116 Bayantel EUL cabinets | HT Topbox (standalone) | 86 | 86 | 100% delivered | attached | 86 | 86 | 86 | 0 |  |  |  | 0
n/a |  | Blaine-Sealant White | Silicon Sealant (White) | 2 | pc | 292 | 265 | 23 | 4 |  |  | SE180121E-0000 | 4540371065 | Bayan Migration VDSL2+, Top Box, ODC, for 134 Globe & 116 Bayantel EUL cabinets | HT Topbox (standalone) | 86 | 86 | 100% delivered | attached | 86 | 86 | 86 | 0 |  |  |  | 0
n/a |  | L00RC01ETERN | Power cable WDZ-RYY-2*2.5 (Brand: ETERN) Royal Cord | 3 | meter | 713 | 516 | 197 | 0 |  |  | SE180121E-0000 | 4540371065 | Bayan Migration VDSL2+, Top Box, ODC, for 134 Globe & 116 Bayantel EUL cabinets | HT Topbox (standalone) | 86 | 86 | 100% delivered | attached | 86 | 86 | 86 | 0 |  |  |  | 0
n/a |  | L00LUGS3.5MM | Terminal lugs 3.5mm (Silver) | 4 | pc | 1987 | 1844 | 110 | 33 |  |  | SE180121E-0000 | 4540371065 | Bayan Migration VDSL2+, Top Box, ODC, for 134 Globe & 116 Bayantel EUL cabinets | HT Topbox (standalone) | 86 | 86 | 100% delivered | attached | 86 | 86 | 86 | 0 |  |  |  | 0
n/a |  | Blaine-2mmLugs | 2mm Terminal lugs | - | pc | 604 | 556 | 39 | 9 |  |  | SE180121E-0000 | 4540371065 | Bayan Migration VDSL2+, Top Box, ODC, for 134 Globe & 116 Bayantel EUL cabinets | HT Topbox (standalone) | 86 | 86 | 100% delivered | attached | 86 | 86 | 86 | 0 |  |  |  | 0
n/a |  | L00CS14AWG | Cable shoe 14AWG | 4 | pc | 382 | 373 | 0 | 9 |  |  | SE180121E-0000 | 4540371065 | Bayan Migration VDSL2+, Top Box, ODC, for 134 Globe & 116 Bayantel EUL cabinets | HT Topbox (standalone) | 86 | 86 | 100% delivered | attached | 86 | 86 | 86 | 0 |  |  |  | 0
n/a |  | L004J4501 | Rj 45 connector | 2 | pc | 350 | 289 | 47 | 14 |  |  | SE180121E-0000 | 4540371065 | Bayan Migration VDSL2+, Top Box, ODC, for 134 Globe & 116 Bayantel EUL cabinets | HT Topbox (standalone) | 86 | 86 | 100% delivered | attached | 86 | 86 | 86 | 0 |  |  |  | 0
n/a |  | L00UTP01 | BELDEN CAT5 UTP CABLE | 3 | meter | 138.5 | 31.5 | 100 | 7 |  |  | SE180121E-0000 | 4540371065 | Bayan Migration VDSL2+, Top Box, ODC, for 134 Globe & 116 Bayantel EUL cabinets | HT Topbox (standalone) | 86 | 86 | 100% delivered | attached | 86 | 86 | 86 | 0 |  |  |  | 0
n/a |  | L00UTP01-CAT6 | BELDEN CAT6 UTP CABLE | 3 | meter | 1664 | 1664 | 0 | 0 |  |  | SE180121E-0000 | 4540371065 | Bayan Migration VDSL2+, Top Box, ODC, for 134 Globe & 116 Bayantel EUL cabinets | HT Topbox (standalone) | 86 | 86 | 100% delivered | attached | 86 | 86 | 86 | 0 |  |  |  | 0
n/a |  | LOORB01 | RJ45 RUBBER BOOTS | 1 | PC | 599 | 362 | 237 | 0 |  |  | SE180121E-0000 | 4540371065 | Bayan Migration VDSL2+, Top Box, ODC, for 134 Globe & 116 Bayantel EUL cabinets | HT Topbox (standalone) | 86 | 86 | 100% delivered | attached | 86 | 86 | 86 | 0 |  |  |  | 0
[12 empty] | SE200083E-0000 | 4540413332 | Bayan Alternative Solutions MSAN Equipment, Topbox cabinets and Services for 103 Sites | OPAC-L TBX | 12 | 12 | 100% delivered | SI200611003 | 12 | 12 | 0 | 12 |  |  |  | 12
[12 empty] | SE200083E-0000 | 4540413332 | Bayan Alternative Solutions MSAN Equipment, Topbox cabinets and Services for 103 Sites | OPAC-L TBX | 17 | 17 | 100% delivered | SI201224002 | 17 | 17 | 17 | 0 |  |  |  | 0
[12 empty] | SE200083E-0000 | 4540413332 | Bayan Alternative Solutions MSAN Equipment, Topbox cabinets and Services for 103 Sites | OPAC-L TBX | 57 | 57 | 100% delivered | SI200611004 | 57 | 57 | 0 | 57 |  |  |  | 57
[12 empty] | SE200099E-0000 | 4540433687 | ADSL Exit Plan (VDSL Solution) for 401 Sites | Huawei with MSAN | 80 | 80 | 100% delivered | SI200917001 | 80 | 80 | 16 | 64 |  |  |  | 64
[12 empty] | SE200099E-0000 | 4540433687 | ADSL Exit Plan (VDSL Solution) for 401 Sites | Huawei with MSAN | 72 | 72 | 100% delivered | SI200917003 | 72 | 72 | 72 | 0 |  |  |  | 0
[12 empty] | SE200099E-0000 | 4540433687 | ADSL Exit Plan (VDSL Solution) for 401 Sites | ECI with MSAN | 1 | 1 | 100% delivered | SI200917003 | 1 | 1 | 1 | 0 |  |  |  | 0
[12 empty] | SE200099E-0000 | 4540433687 | ADSL Exit Plan (VDSL Solution) for 401 Sites | Huawei with MSAN | 5 | 5 | 0% delivered | SI201124001 | 5 | 5 | 5 | 0 |  |  |  | 0
[12 empty] | SE180121E-0000 | 4540371065 | Bayan Migration VDSL2+, Top Box, ODC, for 134 Globe & 116 Bayantel EUL cabinets | ODC | 35 | 35 | 100% delivered | - | 35 | 35 | 11 | 24 |  |  |  | 24
[12 empty] | SE190142E-0000 | 4540393589 | Nokia ISAM7363 Equipment, Topbox cabinets and Services for 270 Sites | ODC | 5 | 5 | 100% delivered | From NSB CN WHS | 5 | 5 | 0 | 5 |  |  |  | 5
`
Note on G4: 30 - Spare
Note on G12: 30 - Spare

## Patch Cord (hidden)
GT Material Code | PART NUMBER | MATERIAL DESCRIPTION | Total Available | NP MNL | SBF CEB | SBF DAV
805551 | 3FE52344GA | Patch cord 10M LC-LC SM | 2 | 2 | 0 | 0
n/a | 3FE52344DAAA | Simplex patch cord, LC/UPC - LC/UPC 3m(brand: Nokia) | 728 | 339 | 388 | 1
n/a | 3FE52344ELAA | Simplex patch cord, LC/UPC - LC/UPC 5m(brand: Nokia) | 547 | 211 | 326 | 10
n/a | 3FE52344FLAA | Simplex patch cord, LC/UPC - LC/UPC 8m(brand: Nokia) | 402 | 26 | 371 | 5
818426 | 3FE52344GAAA | Simplex patch cord, LC/UPC - LC/UPC 10m(brand: Nokia) | 537 | 7 | 484 | 46
n/a | 3FE52344GLAA | Simplex Patch cord, LC/UPC - LC/UPC 15m(brand: Nokia) | 527 | 78 | 440 | 9
n/a | 3FE52344HAAA | Simplex Patch cord, LC/UPC - LC/UPC 20m(brand: Nokia) | 278 | 58 | 214 | 6
n/a | 3FE52344HLAA | Simplex Patch cord, LC/UPC - LC/UPC 25m(brand: Nokia) | 119 | 10 | 107 | 2
n/a | L00FOC-LC/LC-SM-30M | Simplex Patch cord, LC/UPC - LC/UPC 30m(brand: Nokia) | 2 | 0 | 2 | 0
n/a | 3FE52344JLAA | Simplex Patch cord, LC/UPC - LC/UPC 40m(brand: Nokia) | 4 | 0 | 4 | 0
| TOTAL | LC - LC | 3146
n/a | 3FE60713BLAA | Simplex patch cord, SC/UPC -SC/APC 1.5m(brand: Nokia) | 256 | 96 | 96 | 64
n/a | 3FE60713CAAA | Simplex Patch Cord, SC/UPC - SC/APC 2m(brand: Nokia) | 1551 | 1220 | 136 | 195
n/a | 3FE60713DAAA | Simplex patch cord, SC/UPC -SC/APC 3m(brand: Nokia) | 224 | 0 | 196 | 28
n/a | 3FE60713ELAA | Simplex patch cord, SC/UPC -SC/APC 5m(brand: Nokia) | 959 | 0 | 879 | 80
n/a | 3FE60713FLAA | Simplex patch cord, SC/UPC -SC/APC 8m(brand: Nokia) | 590 | 150 | 440 | 0
n/a | 3FE60713GAAA | Simplex patch cord, SC/UPC -SC/APC 10m(brand: Nokia) | 857 | 204 | 653 | 0
806277 | 3FE60713GLAA | Simplex patch cord, SC/UPC -SC/APC 15m(brand: Nokia) | 894 | 246 | 577 | 71
| TOTAL | SC - SC | 5331
805864 | 3FE28525HAAA | Simplex patch cord, LC/UPC - SC 20m(brand: Nokia) | 19 | 0 | 19 | 0
N/A | 3FE82520AAAA | MPP-19inch Fiber Spooler | 5 | 5 | 0 | 0
N/A | 3FE82521AAAA | MPP-Fiber Spooler | 46 | 46 | 0 | 0
N/A | 3FE49207AA | XGS N1-N2 (I-t) SFP+ ONU XGS-PON SFP ONT with 1588 (XS-010S-Z)(brand:Nokia) | 18 | 18 | 0 | 0
N/A | 3FE48064AA | Beacon6 HA-0336G-A (US Plug) | 3 | 3 | 0 | 0

## Spares (hidden)
Outbound
PO | Invoice Reference | Category | Part Number | Description | Spare PO Qty | Available | Outbound | Excess from PO |  | Code | Date | Requestor | Site | Qty
8175029490 | 210924001FN-T1 | MF2 | 3FE76762AA-S | Lightspan MF-2 shelf incl. fan unit (LMXR-A) | 5 | 1 | 4 |  |  | 3FE71637AA-S | 2023-02-28 | Alvin Catbagan | CNT-614 - SL1541 | 1
8175029490 | 210924001FN-T1 | MF2 | 3FE76762AA-S | Lightspan MF-2 shelf incl. fan unit (LMXR-A) |  | 1 |  |  | no Fan module | 3FE68339AB-S | 2023-03-30 | Alvin Catbagan | MKT_206_VDB_01 | 1
8175029490 | 220119001FN-T1 | MF2 | 3FE76353AA-S | Lightspan MF 16port Multi-PON Line board (LWLT-C) | 25 | 9 | 16 |  |  | 3FE71637AA-S | 2023-03-30 | Alvin Catbagan | MNL_604_VDB_01 | 1
8175029490 | 210924001FN-T1 | MF2 | 3FE62600AA-SMF2 | Optical Transceiver SFP+,1310nm SM,10km | 5 | 1 | 4 |  |  | 3FE76762AA-S | 2023-04-08 | Alvin Catbagan | CMB_013_GPONA_01 | 1
8175029490 | 210924001FN-T1 | MF2 | 3FE53441AA-SMF2 | PON Transceiver20km1310nm(Tx)1490nm(Rx) | 20 | 2 | 18 |  |  | 3FE68410BA-S | 2023-05-09 | Alvin Catbagan | MNL_604_VDB_03 | 1
8175029490 | 210924001FN-T1 | MF2 | 3FE47581AB-SMF2 | Transcvr XGS-PON/GPON MPM B+(28dBm)Ctemp | 20 | 4 | 16 |  |  | 3FE76353AA-S | 2023-06-20 | Alvin Catbagan | NSB Office | 1
8175029490 | 210924001FN-T1 | MF2 | 3FE76476AA-SMF2 | LightspanMF-2 240Gbps NT with clocksync | 5 | 0 | 5 |  |  | 3FE53441AA-SMF2 | 2023-06-20 | Alvin Catbagan | NSB Office | 16
8175029490 | 210924001FN-T1 | MF2 | 3FE76559BA-SMF2 | Lightspan MF-2 DC power module | 3 | 1 | 2 |  |  | 3FE47581AB-SMF2 | 2023-06-20 | Alvin Catbagan | NSB Office | 16
8175027498 | 200707001FN-T1 | ISAM | 3FE68319AB-S | 7363Intelligent Services Access Manager(ISAM) MX-6 DustFilter (brand: Nokia) | 5 | 4 | 1 |  |  | 3FE76353AA-S | 2023-09-11 | Alvin Catbagan | VIC_103_GPONA_02 | 1
8175027498 | 200707001FN-T1 | ISAM | 3FE68313AA-S | 7363 Intelligent Services Access Manager(ISAM) MX-6 Shelf (brand: Nokia) | 5 | 5 | 0 |  |  | 3FE76353AA-S | 2023-11-09 | Jayson Apale | NSB office | 1
8175027498 | 200707001FN-T1 | ISAM | 3FE68339AB-S | 7363 Intelligent Services Access Manager(ISAM) MX-6 NT RANT-A (brand: Nokia) | 8 | 7 | 1 |  |  | 3FE76353AA-S | 2023-11-09 | Jayson Apale | NSB office | 1
8175027498 | 200707001FN-T1 | ISAM | 3FE68410BA-S | 7363ISAMMX-6NTIOControlCardDC-power | 8 | 6 | 2 |  |  | 3FE76353AA-S | 2023-11-09 | Jayson Apale | NSB office | 1
8175027498 | 200707001FN-T1 | ISAM | 3FE71637AA-S | 7363 Intelligent Services Access Manager(ISAM) MX-6 32p Vplus LT with MELT(brand: Nokia) | 21 | 19 | 2 | 50 |  | 3FE76353AA-S | 2023-11-09 | Jayson Apale | NSB office | 1
8175027498 | 200707001FN-T1 | ISAM | 3FE68425AA-S | 7363 Intelligent Services Access Manager (ISAM) 32p POTS LT with integrated splitter(brand: Nokia) | 11 | 11 | 0 | 17 |  | 3FE76353AA-S | 2023-11-09 | Jayson Apale | NSB office | 1
8175027498 | 200707001FN-T1 | ISAM | 3FE62600AA-S | SFP+ Pluggable Optical Module, 10GE LR SM 1310nm, -40℃ to +85℃ 10KM(11dB) (brand: Nokia) | 16 | 16 | 0 |  |  | 3FE76353AA-S | 2023-11-09 | Jayson Apale | NSB office | 1
8175032161 | 221024001FN-T1 | TOPBOX | 3AP67205BGAA | TBX NOKIA MX CCF DC R (Huawei with Nokia MSAN) |  |  |  | 20 |  | 3FE76476AA-SMF2 | 2023-11-10 | Jayson Apale | NSB office | 1
8175032161 | 221024001FN-T1 | ADAPTOR | 3AP67079BAAA | Customerized Adaptor Aluminum Alloy 2mm (brand: Nokia) |  |  |  | 20 |  | 3FE76476AA-SMF2 | 2023-11-10 | Jayson Apale | NSB office | 1
[10 empty] | 3FE76476AA-SMF2 | 2023-11-10 | Jayson Apale | NSB office | 1
[10 empty] | 3FE76476AA-SMF2 | 2023-11-10 | Jayson Apale | NSB office | 1
[10 empty] | 3FE68410BA-S | 2023-09-05 | HARINA, ALLAN MARTIN A. | MKT_643_VDB_02 | 1
[10 empty] | 3FE68319AB-S | 2023-09-05 | HARINA, ALLAN MARTIN A. | MKT_643_VDB_02 | 1
[10 empty] | 3FE76353AA-S | 2023-12-12 | Angelica Lancita | MIN1645 | 1
[10 empty] | 3FE76353AA-S | 2023-12-12 | Angelica Lancita | MIN1645 | 1
[10 empty] | 3FE76353AA-S | 2023-12-12 | Angelica Lancita | MIN1645 | 1
[10 empty] | 3FE76476AA-SMF2 | 2023-12-18 | Mark Inovero | NCR3149 | 1
[10 empty] | 3FE76353AA-S | 2023-12-18 | Mark Inovero | NCR3149 | 1
[10 empty] | 3FE76762AA-S | 2024-01-05 | Mark Inovero | REDWOODS FAIRVIEW-QCY770 | 1
[10 empty] | 3FE76762AA-S | 2024-02-28 | Jay Palasol | NSB office | 1
[10 empty] | 3FE76353AA-S | 2024-02-28 | Jay Palasol | NSB office | 1
[10 empty] | 3FE76559BA-SMF2 | 2024-02-28 | Jay Palasol | NSB office | 2
[10 empty] | 3FE62600AA-SMF2 | 2024-02-28 | Jay Palasol | NSB office | 4
[10 empty] | 3FE53441AA-SMF2 | 2024-02-28 | Jay Palasol | NSB office | 2
[10 empty] | 3FE76762AA-S | 2024-09-13 | Niko Bongalonta | SNSUAT | 1
[10 empty] | 3FE76353AA-S | 2024-09-13 | Niko Bongalonta | SNSUAT | 2
[10 empty] | 3FE76353AA-S | 2024-07-30 | Mark Inovero | NCR385 | 1
Note on G2: All in Manila Warehouse

## Spares Summary (hidden)
Category | Part Number | Description | Spare PO Qty | Roll Out Additional Purchase | Additional Purchase in GT PO | Remaining from Additional Purchase | Out from WH | Under Repair (included in WH) | Available in WH
MF2 | 3FE76762AA-S | Lightspan MF-2 shelf incl. fan unit (LMXR-A) | 5 | 10 | 10 | 0 | 2 | 0 | 3
MF2 | 3FE76353AA-S | Lightspan MF 16port Multi-PON Line board (LWLT-C) | 25 | 15 | 5 | 10 |  | 0 | 35
MF2 | 3FE62600AA-SMF2 | Optical Transceiver SFP+,1310nm SM,10km | 5 | 20 | 20 | 0 | 4 | 0 | 1
MF2 | 3FE53441AA-SMF2 | PON Transceiver20km1310nm(Tx)1490nm(Rx) | 20 | 120 | 120 | 0 | 18 | 0 | 2
MF2 | 3FE47581AB-SMF2 | Transcvr XGS-PON/GPON MPM B+(28dBm)Ctemp | 20 | 0 | 0 | 0 | 16 | 0 | 4
MF2 | 3FE47581AF-SMF2 | PON Transceiver OSGXGSC 10G SFP+ | 0 | 120 | 120 | 0 | 0 | 0 | 0
MF2 | 3FE76476AA-SMF2 | LightspanMF-2 240Gbps NT with clocksync | 5 | 20 | 20 | 0 | 3 | 0 | 2
MF2 | 3FE76559BA-SMF2 | Lightspan MF-2 DC power module | 3 | 20 | 20 | 0 | 2 | 0 | 1
ISAM | 3FE68319AB-S | 7363Intelligent Services Access Manager(ISAM) MX-6 DustFilter (brand: Nokia) | 5 | 36 | 32 | 4 | 4 | 0 | 5
ISAM | 3FE68313AA-S | 7363 Intelligent Services Access Manager(ISAM) MX-6 Shelf (brand: Nokia) | 5 | 36 | 30 | 6 | 6 | 0 | 5
ISAM | 3FE68339AB-S | 7363 Intelligent Services Access Manager(ISAM) MX-6 NT RANT-A (brand: Nokia) | 8 | 36 | 21 | 15 | 9 | 1 | 14
ISAM | 3FE68410BA-S | 7363ISAMMX-6NTIOControlCardDC-power | 8 | 36 | 29 | 7 | 4 | 1 | 11
ISAM | 3FE71637AA-S | 7363 Intelligent Services Access Manager(ISAM) MX-6 32p Vplus LT with MELT(brand: Nokia) | 21 | 200 | 126 | 74 | 0 | 1 | 95
ISAM | 3FE68425AA-S | 7363 Intelligent Services Access Manager (ISAM) 32p POTS LT with integrated splitter(brand: Nokia) | 11 | 43 | 19 | 24 | 24 | 0 | 11
ISAM | 3FE62600AA-S | SFP+ Pluggable Optical Module, 10GE LR SM 1310nm, -40℃ to +85℃ 10KM(11dB) (brand: Nokia) | 16 | 118 | 118 | 0 | 0 | 0 | 16
Blaine TBX | 3AP67205BGAA | TBX NOKIA MX CCF DC R (Huawei with Nokia MSAN) | 0 | 30 | 16 | 14 | 0 | 0 | 14
Blaine Adaptor | 3AP67079BAAA | Customerized Adaptor Aluminum Alloy 2mm (brand: Nokia) | 0 | 30 | 16 | 14 | 0 | 0 | 14

## Topbox Cannibalize
Cannibalize |  |  | 14
Package Number | Item | Item Description | Quantity | UOM | SERIAL NUMBER | Physical Remarks
ERR NCR SITE | 3AP67205BFAA | TBX NOKIA MX CCF DC L ((ECI,ALU,OPAC) TBX with MSAN) | 1 | pc | FH1910A0EE1 | for test, No Sensor alarm, No Fan Alarm Box,No Temperature Sensor
ERR NCR SITE | 3AP67205BFAA | TBX NOKIA MX CCF DC L ((ECI,ALU,OPAC) TBX with MSAN) | 1 | pc | FH1910A0ECD | no smoke and water sensor, lacking 4 big bolts, no MDF door handle
ECI | 3AP67205BFAA | TBX NOKIA MX CCF DC L ((ECI,ALU,OPAC) TBX with MSAN) | 1 | pc | FH1910A0EF4 | no pdu, no fan, no control board , No Door Sensor, No Temp Sensor Module, No smoke Alarm Sensor
280306134 | 3AP67205BFAA | TBX NOKIA MX CCF DC L ((ECI,ALU,OPAC) TBX with MSAN) | 1 | pc | FH1740A0001 | not useable, old tbx with different model of alarms, no accessories
93811186-001 | 3AP67205BGAA | TBX NOKIA MX CCF DC R (Huawei with Nokia MSAN) | 1 | pc | TBX-BGAA-R2045008 | no busbar, no front right door, no mdf door right, No Alarm Fan
93811187-001 | 3AP67205BGAA | TBX NOKIA MX CCF DC R (Huawei with Nokia MSAN) | 1 | pc | TBX-BGAA-R2046011 | no door cover front right, no mdf door right
93811188-001 | 3AP67205BGAA | TBX NOKIA MX CCF DC R (Huawei with Nokia MSAN) | 1 | pc | TBX-BGAA-R2045018 | no door cover front right, no mdf door right
93811276-001 | 3AP67205BGAA | TBX NOKIA MX CCF DC R (Huawei with Nokia MSAN) | 1 | pc | TBX-BGAA-R2045037 | no door cover front right, no mdf door right
93811136-001 | 3AP67205BGAA | TBX NOKIA MX CCF DC R (Huawei with Nokia MSAN) | 1 | pc | TBX-BGAA-R2046013 | no door cover front right, no mdf door right
ERR IMUS | 3AP67205BGAA | TBX NOKIA MX CCF DC R (Huawei with Nokia MSAN) | 1 | pc | FH1947A08D1 | no door handle cover & handle left, no door handle cover& handle mdf, with PDU, no fan control, NO main door right handle, No fan unit Right, No Apple Insulator (4pcs), No Water Alarm, No Service lamp, No Smoke Alarm Sensor
ERR IMUS | 3AP67205BGAA | TBX NOKIA MX CCF DC R (Huawei with Nokia MSAN) | 1 | pc | FH1947A08D5 | no door handle cover left, no door handle cover mdf, with PDU, no Fan sensor Alarm, No Fan Unit Left
ERR IMUS | 3AP67205BGAA | TBX NOKIA MX CCF DC R (Huawei with Nokia MSAN) | 1 | pc | FH1947A08D4 | no door handle cover left, no MDF door, with PDU, no busbar
ERR IMUS | 3AP67205BAAA | TBX MSAN GLOBE CCFR (Huawei Standalone) | 1 | pc | FH1930A00CD | no pdu, no Main door handle left & right, No MDF Door Cover, No Alarm Sensor
ERR IMUS | 3AP67205BAAA | TBX MSAN GLOBE CCFR (Huawei Standalone) | 1 | pc | FH1930A00F8 | no pdu, no MDF door handle cover, no MDF handle

## Material Master List (hidden)
ITEM NO. | Item Code | Description | UOM | Category
1 | 241115.105 | (FLATPACK2 48/2000 HE) | pc | RCO
2 | 242100.12 | SMARTPACK R CONTROLLER | pc | RCO
3 | 3FE77365AA_20m | Power Cable Blue/Black 20m | pc | MF2
4 | 811684 | F0ID500 CABINET OUTDOOR | pc | -
5 | 50084357 | ECHO LIFE HG8145Y5 GPON, TERMINAL SC/APC AMERICAN STANDARD ADAPTER | pc | ACCESSORIES
6 | 1AB032050013 | LUG*RING*CRIMP_UNINSUL*9mm*8mm (Brand: LONGYI) | pc | ACCESSORIES
7 | 1AB032050022 | LUG*RING*CRIMP*UNINSUL 5.8r | pc | ACCESSORIES
8 | 1AB379580001 | LUG 2 HOLE CRIMP_UNINSUL 6.54mm/6.54mm | pc | ACCESSORIES
9 | 1AB403410005 | 7362 ISAM SF-8GW assumple for pole mouting kits (brand: Nokia) | pc | ISAM
10 | 1AC017610003 | Grounding kits 1-5/8 corrugated cable - 5m | pc | ACCESSORIES
11 | 1AF26955ABAA | Wireline Rectifier 8kW 2U,FP2(brand: Eltek) | pc | RCO
12 | 1AF30686AAAA | 25 Ah AGM battery _12V (6-GFM-105F) | pc | ODC
13 | 1AF32123AAAA | DC Distribution Unit 12xPDU(brand: Eltek) | pc | RCO
14 | 1AK21096AAAA | HPE DL380 REDHAT OS SERVER (BRAND: NOKIA) | pc | ACCESSORIES
15 | 1AK21733AAAA | DL380 G10 (E52620v4 *2, 4.8TB disk, 96GB RAM) Altiplano server (brand: Nokia) | pc | ACCESSORIES
16 | 1AZ2515550001 | AC PDU | pc | ACCESSORIES
17 | 1AZ490950001 | 19"ETSI rack, 6620A(2000x600x600-A,42U) | pc | ACCESSORIES
18 | 1AZ661980001 | HT RVVZ Single Ground Cable 16mm2 (Yellow/Green) (Brand: Swell) | m | MF2
19 | 1AZ691990001 | Grounding Bar, Operation environment: >5⁰c - +40⁰c (brand:Nokia) | pc | ACCESSORIES
20 | 1PTBTNT010 | 5PT SURGE PROTECTION MAGAZINE (10 PAIRS) FOR NT / MT90 DISCONNECTION MODULE | pc | ISAM
21 | 3AP67079BAAA | Customerized Adaptor Aluminum Alloy 2mm (brand: Nokia) | pc | Part of 94
22 | 3AP67079BAAA-3T | Customerized TBX Adaptor (3 TYPE) | pc | BLAINE ADAPTOR
23 | 3AP67079BBAA | TBX ADAPTOR OPAC (OPAC L Standalone/with MSAN) | pc | BLAINE ADAPTOR
24 | 3AP67079BCAA | TBX ADAPTOR ECI (ECI Standalone/with MSAN) | pc | FTTH ADPTR
25 | 3AP67079BDAA | TBX ADAPTOR ALU (ALU Standalone/with MSAN) | pc | BLAINE ADAPTOR
26 | 3AP67079BEAA | TBX ADAPTOR OPAC S (OPAC S Standalone/with MSAN) | pc | BLAINE ADAPTOR
27 | 3AP67205BAAA | TBX MSAN GLOBE CCFR (Huawei Standalone) | pc | BLAINE TOPBOX
28 | 3AP67205BCAA-ODC | ODC cabinet with MDF and other accessory | pc | ODC
29 | 3AP67205BCAA-RF | Rectifier (FP2 2KW*1) | pc | ODC
30 | 3AP67205BDAA | TBX MSAN GLOBE CCF L ((ECI,ALU,OPAC)TBX Standalone) | pc | BLAINE TOPBOX
31 | 3AP67205BFAA | TBX NOKIA MX CCF DC L ((ECI,ALU,OPAC) TBX with MSAN) | pc | BLAINE TOPBOX
32 | 3AP67205BGAA | TBX NOKIA MX CCF DC R (Huawei with Nokia MSAN) | pc | BLAINE TOPBOX
33 | 3AP67210AAAA | Topbox A for Small to Mid Cap 1430*700*600 | pc | FTTH TBX
34 | 3AP67210AAAA | TOPBOX FIBER TO THE NODE (OLT TOPBOX GLOBE) | pc | ACCESSORIES
35 | 3AP67210ABAA | Topbox B for Small to Mid Cap 1430*700*600 | pc | FTTH TBX
36 | 3AP67211AAAA | QuickDeployment Outdoor cabin DF16/MF2 55kg (brand: Nokia) | pc | QODC
37 | 3AP67213AAAA | Pole Mount Mat MF2 Cab. | pc | QODC
38 | 3AP67213ABAA | Wall Mount Mat MF2 Cab. | pc | QODC
39 | 3AP67213ACAA | Base Mount Mat MF2 Cab. | pc | QODC
40 | 3AT01636AA | FM 5G Receiver WM(window mounting) UFC(Ultra-flat-cable) EU(brand: Nokia) | pc | -
41 | 3AT77435AA | FPBA-LMNT-B Telecom Board(brand: Nokia) | pc | -
42 | 3FE19427AA | BTS TemperatureSensor 40degC-80degC NTC(brand: Nokia) | pc | RCO
43 | 3FE19427AB | Temperature sensor Temp1 130x94.2mm(brand: Nokia) | pc | RCO
44 | 3FE25774AA | SFP Pluggable Optical Module, GE LX SM 1310nm, -40C to +85C, Duplex LC connector, 10km (11dB) | pc | ISAM
45 | 3FE27505DAAA | 7363 (ISAM) MX-6 GND Cable, 3m, 2.5mm2 (brand: Nokia) | pc | ISAM
46 | 3FE27505EL | WIRE GROUNDING CABLE (5m/pc) YELLOW/GREEN 16MM (brand: Nokia) | pc | Cables
47 | 3FE28521GLAA | Simplex patch cord, SC/UPC - SC/UPC 15m(brand: Nokia) | m | Patch Cord
48 | 3FE28525HAAA | Simplex patch cord, LC/UPC - SC 20m(brand: Nokia) | m | Patch Cord
49 | 3FE29404GAAA | Positive Power Cable Blue/10m(brand: Nokia) | pc | FX4 & FX8
50 | 3FE29404HAAA | Positive Power Cable Blue/10m(brand: Nokia) | pc | FX4 & FX8
51 | 3FE29405GAAA | Positive Power Cable Black/10m(brand: Nokia) | pc | FX4 & FX8
52 | 3FE29405HAAA | Positive Power Cable Black/10m(brand: Nokia) | pc | FX4 & FX8
53 | 3FE29431GLAA | CA-Power Cable Ground Yellow/Green,M8/15m(brand: Nokia) | pc | MF2
54 | 3FE29432JAAA | GND(Grounding cables)(15 meters) Y/G(16mm2) (brand: Nokia) | pc | ACCESSORIES
55 | 3FE47581AB | Transcvr XGS-PON/GPON MPM B+(28dBm)Ctemp(brand: Nokia) | pc | MF2
56 | 3FE47581AF | XGS-PON/GPON MPM B+ (28 dBm), C- temp(brand: Nokia) | pc | MF2
57 | 3FE47581BB | XGS-PON/GPON MPM C+ (32 dBm), C- temp(0~70oC)(brand: Nokia) | pc | MF2
58 | 3FE48292AA | G-2425G-A,US Plug,GPON ONT,2POTS,4xGE UNI,WIFI 5 2+2,2xUSB2.0,External 5dBi antenna(brand: Nokia) | pc | ONT
59 | 3FE49234AA | Beacon 1.1,US Plug, 1 pack 2xGE UNI,Wifi5 2+2 (brand: Nokia) | pc | -
60 | 3FE49235AA | Beacon 2,US Plug,1 pack,2xGE UNI,Wifi6 2+2(brand: Nokia) | pc | -
61 | 3FE49563AC | ONT G-1425G-A (brand: Nokia) | pc | ONT
62 | 3FE51026AA | Electrical SFP | pc | -
63 | 3FE52344DAAA | Patch cord 3M LC-LC SM (brand: AVIC) | pc | Patch Cord
64 | 3FE52344EL | Patch cord 5M LC-LC SM | pc | Patch Cord
65 | 3FE52344ELAA | Patch cord 5M LC-LC SM | pc | Patch Cord
66 | 3FE52344FLAA | Simplex patch cord, LC/UPC - LC/UPC 8m(brand: Nokia) | pc | Patch Cord
67 | 3FE52344GA | Patch Cord LC-LC-2S2-L10/0.3 10m | pc | Patch Cord
68 | 3FE52344GAAA | Patch cord LC/PC-LC/PC 10m (brand: AVIC) | pc | Patch Cord
69 | 3FE52344GL | Patch Cord LC-LC-2S2-L15/0.3 15m | pc | Patch Cord
70 | 3FE52344GLAA | Simplex Patch cord, LC/UPC - LC/UPC 15m(brand: Nokia) | pc | Patch Cord
71 | 3FE52344HAAA | Simplex Patch cord, LC/UPC - LC/UPC 20m(brand: Nokia) | pc | Patch Cord
72 | 3FE52344HLAA | Simplex Patch cord, LC/UPC - LC/UPC 25m(brand: Nokia) | pc | Patch Cord
73 | 3FE52472ELAA | DLCD-DSC-2S2-L5/0.3 | pc | Patch Cord
74 | 3FE53441AA | PON Transceiver20km 1310nm(Tx)1490nm(Rx)(brand: Nokia) | pc | MF2
75 | 3FE53441AC | GPON Small form factor pluggable B+ (I-temp) OLT(brand: Nokia) | pc | DF16
76 | 3FE53441BA | GPON SFP C+ (C-temp) OLT (brand: Nokia) | pc | MF2
77 | 3FE53902ACAA | OEM-2U MDU assembly kit | pc | ACCESSORIES
78 | 3FE56402AC | ISAM Dual GPON XFP OLT (I-temp) Class B+(brand: Nokia) | pc | ISAM
79 | 3FE5774AA | Optical Module TranceiverGE 10KM 1G 11dB | pc | ISAM
80 | 3FE60713BLAA | Simplex patch cord, SC/UPC -SC/APC 1.5m(brand: Nokia) | pc | Patch Cord
81 | 3FE60713CAAA | Simplex Patch Cord, SC/UPC - SC/APC 2m(brand: Nokia) | pc | Patch Cord
82 | 3FE60713DA | Simplex patch cord, SC/UPC -SC/APC 3m(brand: Nokia) | pc | Patch Cord
83 | 3FE60713ELAA | Simplex patch cord, SC/UPC -SC/APC 5m(brand: Nokia) | pc | Patch Cord
84 | 3FE60713FLAA | Simplex patch cord, SC/UPC -SC/APC 8m(brand: Nokia) | pc | Patch Cord
85 | 3FE60713GAAA | Simplex patch cord, SC/UPC -SC/APC 10m(brand: Nokia) | pc | Patch Cord
86 | 3FE60713GLAA | Simplex patch cord, SC/UPC -SC/APC 15m(brand: Nokia) | pc | Patch Cord
87 | 3FE61087DA | Fiber Routing Kit ISAM FX-4(brand: Nokia) | pc | FX4
88 | 3FE61087EA | ISAM FX-8 Fiber Routing Kit(brand: Nokia) | pc | FX8
89 | 3FE61087FA | ISAM FX-16 Fiber Routing Kit(brand: Nokia) | pc | -
90 | 3FE62600AA | Optical Transceiver SFP+,1310nm SM,10km(brand: Nokia) (10GBase-LR) | pc | MF2
91 | 3FE62600AA-S | Optical Transceiver SFP+,1310nm SM,10km(brand: Nokia) (10GBase-LR) | pc | ISAM
92 | 3FE62600AA | Optical Module Transceiver GE 10KM 10G 11dB(brand: Nokia) | pc | MF2
93 | 3FE64936AB | 7360 ISAM FX-8 shelf (ETSI variant), 48V only, incl. BFAN unit(brand: Nokia) | pc | FX8
94 | 3FE64991AB | Shelf 7360 ISAM FX-4 48V only(brand: Nokia) | pc | FX4
95 | 3FE65209AA | 7360 ISAM FX-16 shelf (ETSI variant), 48V only, excl. fan unit(brand: Nokia) | pc | ISAM
96 | 3FE66546AA | ISAM FD/FX Intelligent Fan w Dustfilter, 48V/60V only (for FX-16)(brand: Nokia) | pc | ISAM
97 | 3FE68309AA | 7363 Intelligent Services Access Manager (ISAM) MX-6 Dummy Blank Panel(brand: Nokia) | pc | ISAM
98 | 3FE68313AA | 7363 MX6 Shelf Equipment Chassis w Fan Unit | pc | ISAM
99 | 3FE68313AA-S | 7363 MX6 Shelf Equipment Chassis w Fan Unit | pc | ISAM
100 | 3FE68315AB | 7363 Intelligent Services Access Manager(ISAM) MX-6 Fan Unit (brand: Nokia) | pc | ISAM
101 | 3FE68319AB | 7363 Intelligent Services Access Manager (ISAM) MX-6 Dust Filter Equipment Rack(brand: Nokia) | pc | ISAM
102 | 3FE68319AB-S | 7363 Intelligent Services Access Manager (ISAM) MX-6 Dust Filter Equipment Rack(brand: Nokia) | pc | ISAM
103 | 3FE68339AB | 7363 Intelligent Services Access Manager (ISAM) MX-6 NT RANT-A Control Card(brand: Nokia) | pc | ISAM
104 | 3FE68339AB-S | 7363 Intelligent Services Access Manager (ISAM) MX-6 NT RANT-A Control Card(brand: Nokia) | pc | ISAM
105 | 3FE68410BA | 7363 Intelligent Services Access Manager (ISAM) MX-6 NTIO Control Card DC-power(brand: Nokia) | pc | ISAM
106 | 3FE68410BA-S | 7363 Intelligent Services Access Manager (ISAM) MX-6 NTIO Control Card DC-power(brand: Nokia) | pc | ISAM
107 | 3FE68425AA | POTS LTw/splitterCARDS SubsCable 32p | pc | ISAM
108 | 3FE68425AA-S | POTS LTw/splitterCARDS SubsCable 32p | pc | ISAM
109 | 3FE68454AA | BG-64 ETSI MOUNTING KIT (brand: Nokia) | pc | ISAM
110 | 3FE68460DA | 32p MDF Cable SERVICECARDSSubsCable 3m(brand: Nokia) | pc | ISAM
111 | 3FE68460EL | 7363 ISAM MX-6 32p MDF Cable (5m)(brand: Nokia) | pc | ISAM
112 | 3FE68460GA | 7363 ISAM MX-6 MDF Cable 10m (brand: Nokia) | pc | ISAM
113 | 3FE68460GL | MDF Cable 7363 ISAM MX-6 32p (15m)(brand: Nokia) | pc | ISAM
114 | 3FE68460HA | 7363 ISAM MX-6 32p Main Distribution Frame Cable (20m) (Brand: Nokia) | pc | ISAM
115 | 3FE68461AA | Interconnection Cable LSZH 32pair,26AWG | pc | ISAM
116 | 3FE68762DA | 7363 Intelligent Services Access Manager (ISAM) MX-6 Power Cable DC, 3m(brand: Nokia) | pc | ISAM
117 | 3FE68762GA | 7363 ISAM MX-6 POWER CABLE (10m)(brand: Nokia) | pc | ISAM
118 | 3FE68762GL | 7363 MX-6 DC Power Cable (15m) (Brand: Nokia) | pc | ISAM
119 | 3FE69465AA | Universal dummy plate (brand: Nokia) | pc | MF2
120 | 3FE71256AB | 7360 ISAM FX 1280Gbps NT with network clock synchronization capabilities, without SFPs (ETSI variant)(brand: Nokia) | pc | FX4
121 | 3FE71637AA | 32p Vplus LT Service CARDS+SubsCablew/MELT | pc | ISAM
122 | 3FE71637AA-S | 32p Vplus LT Service CARDS+SubsCablew/MELT | pc | ISAM
123 | 3FE72087AA | 7362/7367 ISAM SF-8GW Power Cable (5 meters) (brand: Nokia) | pc | ISAM
124 | 3FE729936AA | DC POWER CABLE (10M) | pc | Cables
125 | 3FE73517CA | 7362 ISAM SF-8GW with AC/DC/RFT-V power supply(brand: Nokia) | pc | ISAM
126 | 3FE74103BA | 7363 (ISAM) MX-6 NT RANT-AControl Card (brand: Nokia) | pc | ISAM
127 | 3FE74448AA | 7363 (ISAM) MX-6 NTIOControl CardDC-power (brand: Nokia) | pc | ISAM
128 | 3FE74482JA | 7362 ISAM SF-8GW Service Cable, 8xLC + 8xLC, straight angle (100ft / 30m)(brand: Nokia) | pc | ISAM
129 | 3FE74828AA | 7360 ISAM FX 1280Gbps NT with network clock synchronization capabilities, without SFP's (ETSI variant) (brand: Nokia) | pc | ISAM
130 | 3FE74947AA | 7362 ISAM SF-8GW Wall/Pole Mounting Kit with features for single craftsperson install(brand: Nokia) | pc | ISAM
131 | 3FE74981AA | FPBA-PWLT-C10 GPON-LT | pc | -
132 | 3FE75111AB | FastMile ODU Compact Band 3 (Ethernet cable 3 meters and standard wall mounting kits) / Nokia Fastmile Compact Receiver 4G02-A (Brand: Nokia) | pc | Fastmile
133 | 3FE75111AC | MODEM FastMile ODU Compact Band 41(3m)(brand:Nokia) | pc | Fastmile
134 | 3FE75111CC | FastMile ODU Compact Band 41 (Ethernet cable 20 meters and standard wall mounting kits) / Nokia Fastmile 4G Receiver 4G03-A (Brand: Nokia) | pc | Fastmile
135 | 3FE76353AA | Lightspan MF 16port Multi-PON Line board(brand: Nokia) | pc | MF2
136 | 3FE76353AA-S | Lightspan MF 16port Multi-PON Line board(brand: Nokia) | pc | MF2
137 | 3FE76476AA | LightspanMF-2 240Gbps NT with clock sync(brand: Nokia) | pc | MF2
138 | 3FE76559BA | Lightspan MF-2 DC power module(brand: Nokia) | pc | MF2
139 | 3FE76762AA | Lightspan MF-2 shelf incl. fan unit(brand: Nokia) | pc | MF2
140 | 3FE76762AA-S | Lightspan MF-2 shelf incl. fan unit(brand: Nokia) | pc | MF2
141 | 3FE77035BA | Lightspan MF LT dmmy plte (388x204x25)mm(brand: Nokia) | pc | MF2
142 | 3FE77365AA | CA-LS-MF2 DC ETSI (15M) | pc | MF2
143 | 3FE77365BA | Lightspan MF-2 DC power cable ETSI (10m) (brand: Nokia | pc | MF2
144 | 3FE77365BAA | POSITIVE POWER CABLE BLACK/10M | pc | MF2
145 | 3FE77645AA | Lightspan DF-16GM DC power module(brand: Nokia) | pc | DF16
146 | 3FE77670AA | Lightspan DF-16GM shelf incl. fan unit, w/o dust filter(brand: Nokia) | pc | DF16
147 | 3FE77791AA | Door alarm KBM-121 White, 2A 250VAC(brand: Nokia) | pc | RCO
148 | 3FE77792AA | 1U chassis Sensor 480x200x44mm(brand: Nokia) | pc | RCO
149 | 3FE81133AA | Door Fan Cables with alarm connection(brand: Nokia) | pc | RCO
150 | 3FE82498AA | Liquid sensor SC-LS-201(brand: Nokia) | pc | RCO
151 | 3FE82503AA | LIQUID TIGHT CONDUIT M32 PA6(brand: Nokia) | m | QODC
152 | 3FE82503AB | LIQUID TIGHT CONDUIT M20 PA6(brand: Nokia) | m | QODC
153 | 3FE83118AA | Smoke Sensor SD119-G-4 100mmx46mm(brand: Nokia) | pc | RCO
154 | 3FE83119AA | Liquid Level Sensor D18*64mm, 2700mm(brand: Nokia) | pc | RCO
155 | 3HE00028CA | SFP - GIGE LX - LC ROHS 6/6 DDM -40/85C | pc | -
156 | 3HE00062CB | Switch 1-port 10/100/1000BASE-TX SFF(Brand: Nokia) | pc | -
157 | 3HE00271AA | CBL - AC PWR CBL 110V USA | m | Cables
158 | 3HE00271AB | CBL - AC PWR CBL 220V USA | m | Cables
159 | 3HE00564CA | XFP - 10GE LR - LC ROHS 6/6 0/70C | pc | -
160 | 3HE04414AB | PS-7210 SAS M/Mxp/T AC PS (NON-ETR) 200 | pc | -
161 | 3HE08116AB | SYS - 7210 SAS-T 12F 10T 4XFP | pc | -
162 | 3HE08364AG | SYS - 7210 SAS-T 12F 10T 4XFP AC wNAR PC, including the following: | pc | -
163 | 3HE09507CA | OS -7210 SAS-T Rel-9 or upg to Rel-9 | pc | -
164 | 3TG00041AA | PoE+ desktop (MAINS CORD type B (US)(brand: Nokia) | pc | Fastmile
165 | 473240A | FCOB FLEX CABINET (OUTDOOR) | pc | -
166 | AnchorBolt | Anchor Bolt 16mm w/ 2nuts , 1lock and washer | pc | ACCESSORIES
167 | Blaine-1.25mmShrinkable | Shrinkable Tube 1.25mm | pc | ACCESSORIES
168 | Blaine-10mm-Shrinkable | 10mm Shrinkable Tube (200mm/pc) | pc | ACCESSORIES
169 | Blaine-10mmLugs | Terminal lugs 10mm | pc | ACCESSORIES
170 | Blaine-12mmShrinkable | Shrinkable tube 12mm x 200mm | pc | MF2
171 | Blaine-16-12ferrule cable shoe (green) | Cable shoe (green) 16-12ferrule | pc | ACCESSORIES
172 | Blaine-16mm-Shrinkable-m | SHRINKABLE TUBE FOR 16MM2 | m | MF2
173 | Blaine-2.5mmShoe | 2.5mm2 Cable Shoe Blue | pc | ACCESSORIES
174 | Blaine-2mmLugs | Terminal lugs 2mm | pc | TOPBOX
175 | Blaine-2mmShoe | Cable shoe 2mm | pc | ACCESSORIES
176 | Blaine-3.5mm-Shrinkable-m | SHRINKABLE TUBE FOR 3.5MM2 | m | RCO
177 | Blaine-5.5mm-Shrinkable | SHRINKABLE TUBE FOR 5.5MM2 | pc | ACCESSORIES
178 | Blaine-5mm-Tie | 8x5MM CABLE TIE BLACK | pack | ISAM
179 | Blaine-8"Tie | Cable Tie (Tie Wrap) White 8" | pack | MF2
180 | Blaine-8"Tie-p | Cable Tie (Tie Wrap) White 8" | pcs | ACCESSORIES
181 | Blaine-8"Tie-Blk | Cable Tie (Tie Wrap) Black 8" (100pcs per pack) | pack | MF2
182 | Blaine-8mmLugs | Terminal lugs 8mm | pc | ACCESSORIES
183 | Blaine-8mmShrinkable | Shrinkable tube 8mm x 200mm | pc | MF2
184 | Blaine-ButterflyTie | Butterfly Tie Wrap (MARKER TIE) | pack | MF2
185 | Blaine-ButterflyTie-p | Butterfly Tie Wrap (MARKER TIE) | pc | MF2
186 | Blaine-Cartridge9mm | Labeller Cartridge 9mm | pc | MF2
187 | Blaine-ODC_SB01 | ODC Support Bar for Battery Platform | pc | ODC
188 | Blaine-Sealant White | Silicon Sealant (White) | pc | TOPBOX
189 | Blaine-Spiral-1/2mmx10ft | 1/2 x 10m SPIRAL WRAP | pack | MF2
190 | Blaine-Spiral-10mmx10ft | 1/2 x 10m Spiral Wrap White | m | ACCESSORIES
191 | Blaine-Spiral-10mmx5m | 10mm x 5m Spiral Wrap | m | ACCESSORIES
192 | Blaine-Sticker(pad) | Sticker Paper White (pad) | pc | ACCESSORIES
193 | Cable Ladder 3M | Cable Ladder 3M | pc | QODC
194 | FS6AD290070002 | BUS BAR INSULATOR | pc | ACCESSORIES
195 | GND-1/2 | 16mm 2Grounding Cable (brand: Hengtong) | m | ACCESSORIES
196 | HG6245D | GPON ONU | pc | -
197 | L0012BU01 | 12 Holes Busbar | pc | ACCESSORIES
198 | L0013BU01 | 13 Holes Busbar | pc | ACCESSORIES
199 | L001X10TBMF01 | TUBULAR BACK MOUNT FRAME 1X10 | pc | ISAM
200 | L001X5TBMF01 | TUBULAR BACK MOUNT FRAME 1X5 | pc | ISAM
201 | L002LTFC | 2" LTFC | pc | QODC
202 | L002URackExt | 2U Rack Extension 1.7 depth | pc | RCO
203 | L004J4501 | RJ45 CONNECTORS (100PCS/PACK) | pc | RCO
204 | L005.5INS | 5.5 Fully INS | pc | RCO
205 | L005.5THHNWIRE-BLK | 5.5MM2 THHN PD Wire 150m/roll Black | m | RCO
206 | L005.5THHNWIRE-RED | 5.5MM2 THHN PD Wire 150m/roll Red | m | RCO
207 | L00CageNuts | CAGE NUTS (BOLTS & NUTS) | pc | ACCESSORIES
208 | L00CB16A-N | 16A CIRCUIT BREAKER (NADER) 1P | pc | RCO
209 | L00CB20A-N | 20A CIRCUIT BREAKER (NADER) 1P | pc | RCO
210 | L00CB25A-N | 25A CIRCUIT BREAKER (NADER) 1P | pc | RCO
211 | L00CB32A-N | 32A CIRCUIT BREAKER (NADER) 1P | pc | RCO
212 | L00CB63A-N | 63A CIRCUIT BREAKER (NADER) 1P | pc | RCO
213 | L00CB6A-N | 6A CIRCUIT BREAKER (NADER) 1P | pc | RCO
214 | L00CB16A-S | 16A CIRCUIT BREAKER (SCHNEIDER) 1P | pc | RCO
215 | L00CB20A-S | 20A CIRCUIT BREAKER (SCHNEIDER) 1P | pc | RCO
216 | L00CB25A-S | 25A CIRCUIT BREAKER (SCHNEIDER) 1P | pc | RCO
217 | L00CB32A-S | 32A CIRCUIT BREAKER (SCHNEIDER) 1P | pc | RCO
218 | L00CB63A-S | 63A CIRCUIT BREAKER (SCHNEIDER) 1P | pc | RCO
219 | L00CB6A-S | 6A CIRCUIT BREAKER (SCHNEIDER) 1P | pc | RCO
220 | L00CS14AWG-BK | CABLE SHOE #14 AWG (BLACK) | pc | RCO
221 | L00CS14AWG-BL | CABLE SHOE #14 AWG (BLUE) | pc | RCO
222 | L00CS6AWG | CABLE SHOE #6 AWG (BLACK) | pc | ACCESSORIES
223 | L00DCBLK16MM2 | 16mm2 DC Cable Black | m | RCO
224 | L00DCBLU16MM2 | 16mm2 DC Cable Blue | m | RCO
225 | L00DCC25MBLACK | DC POWER CABLE 25MM BLACK (45M EACH) | pc | Cables
226 | L00DCC25MBLUE | DC POWER CABLE 25MM BLUE (45M EACH) | pc | Cables
227 | L00DCC25MYG | GROUNDING CABLE 25MM YELLOW GREEN (15M EACH) | pc | Cables
228 | L00FB3/16X20FT | 3/16 x 1 1/4 x 20ft Flat Bar | ft | ACCESSORIES
229 | L00FB32mmx3x6ft | 32mm x 3mm x 6ft FLAT BAR | ft | ACCESSORIES
230 | L00FERS1.5MM | 1.5MM FERRULE RED | pc | ACCESSORIES
231 | L00FERS2.5MM | 2.5MM FERRULE BLUE | pc | ACCESSORIES
232 | L00FERS3.5MM | 3.5MM FERRULE TERMINAL LUGS | pc | ACCESSORIES
233 | L00FI3.5MM2 | 3.5mm2 Fully-Ins | pc | ACCESSORIES
234 | L00FI5.5MM2 | 5.5mm2 Fully-Ins | pc | ACCESSORIES
235 | L00FLHO34 | 3/4 Flexible Hose, Orange | m | MF2
236 | L00FOC-LC/LC-SM-30M | LC-LC Fiber Patch Cord Simplex Single Mode 30m | pc | Patch Cord
237 | L00FOC-SC/SC(UPC)2M | Simplex patch cord, SC/UPC - SC/UPC 2m(brand: Nokia) | pc | Patch Cord
238 | L00HLT_VELCRO_10M | VELCRO (HOOK & LOOP TIE) BLACK 10m/roll | m | MF2
239 | L00LTFC114S | 1 1/4 LTFC SOFTDRAWN (50m/roll) | m | QODC
240 | L00LTFC34S | 3/4 LTFC SOFTDRAWN (100m/roll) | m | QODC
241 | L00LTFCCON114 | 1 1/4 LTFC STRAIGHT CONNECTOR | pc | QODC
242 | L00LTFCCON34 | 3/4 LTFC STRAIGHT CONNECTOR | pc | QODC
243 | L00Lugs10mm2 | 10mm2 Terminal Lugs | pc | MF2
244 | L00LUGS-16-10 | 16-10 TERMINAL LUGS | pc | ACCESSORIES
245 | L00Lugs16mm2 | 16mm2 Terminal Lugs | pc | MF2
246 | L00LUGS3.5MM | 3.5MM TERMINAL LUGS | pc | QODC
247 | L00LUGS3.5MM_cable shoe | Perrule (Cable Shoe) 3.5mm2 | pc | RCO
248 | L00LUGS3.6MM | Terminal Lugs 3.5-6 | pc | QODC
249 | L00LUGS5.5MM | 5.5MM TERMINAL LUGS | pc | RCO
250 | L00Lugs8mm2 | 8mm2 Terminal Lugs | pc | MF2
251 | L00MDF1X10SUS | MDF SUS MDF (1X10) 400MM | pc | -
252 | L00OBR19 | L00OBR19 19" OPEN BAY RACK | pc | MF2
253 | L00ODCAP001 | ODC Aluminum Profile 5052-H32 (2mm) | pc | -
254 | L00PTM2X2 | 2x2 PLASTIC MOULDING x 2M | pc | -
255 | L00PVCYEL001 | Acrylic Yellow Label (Grounding Label Tag) | pc | QODC
256 | LOORB01 | RJ45 RUBBER BOOTS | pc | TOPBOX
257 | L00RC01 | ROYAL CORD (BLACK) LOCAL | m | Cables
258 | L00RC01-3.5 | 3.5MM x 2C PD ROYAL CORD (75m/roll) | m | QODC
259 | L00RC01ETERN | Power cable WDZ-RYY-2*2.5 (Brand: ETERN) Royal Cord | m | TOPBOX
260 | L00SC/UPS-SC/APC-3M-1 | SC/UPC-SC/APC 3M SIMPLEX FIBER PATCH | pc | Patch Cord
261 | L00SC/UPS-SC/APC-8M-1 | SC/UPC-SC/APC 8M SIMPLEX FIBER PATCH | pc | Patch Cord
262 | L00SPS31A | 48V, 31A, 1500W Switching Power Supply | pc | -
263 | L00SQN001 | SQUARE NUTS (CAGE NUTS) | pc | ACCESSORIES
264 | L00SSEALANT-C | SILICON SEALANT (CLEAR) | pc | QODC
265 | L00STP24AWG | 24 AWB Solid Twisted Pair Cable | m | ACCESSORIES
266 | L00TL14AWG | TERMINAL LUGS #14 AWG (BLUE) | pc | MF2
267 | L00CS14AWG | Cable Shoe #14 AWG (BLUE) | pc | TOPBOX
268 | L00TL16AWG | TERMINAL LUGS #16 AWG (RED) | pc | ACCESSORIES
269 | L00TL8AWG | TERMINAL LUGS #8AWG (SILVER) | pc | ACCESSORIES
270 | L00UGYCON | UG Y Connector | pc | ACCESSORIES
271 | L00UTP01 | BELDEN CAT5 UTP CABLE | m | RCO
272 | L00YG16MM2 | 16mm2 Grounding Cable Y/G | m | MF2
273 | L00YG3.5MM2 | 3.5mm2 Grounding Cable Yellow/Green | m | RCO
274 | L00YG8MM2 | 8mm2 Grounding Cable Yellow/Green | m | RCO
275 | MT90A/NT | 10-PAIR DISCONNECTION MODULE FOR PROFILE MOUNTING | pc | ISAM
276 | PWR CAB-1/1 | Power cable WDZ-RYY-2*2.5(brand: ETERN) | m | Cables
277 | SQCB40A | HOM240 SQUARED PLUGIN 40A 2P | pc | ODC
278 | L0014THHNWIRE-BLK | 14MM THHN - Black (6 AWG) | m | ODC
279 | L0014THHNWIRE-RED | 14MM THHN - Red (6 AWG) | m | ODC
280 | ODC Base Frame | ODC Base Frame | pc | ODC
281 | S/S M12 x 120mm | S/S M12 x 120mm | pc | ODC
282 | M16 Expansion Bolt | M16 Expansion Bolt | pc | ODC
283 | BLAINE-SHOE 1.25MM ( blue ) | BLAINE-SHOE 1.25MM ( blue ) | pc | TOPBOX
284 | 3FE76986AA | ISAM FX 16port GPON line card(brand: Nokia) | pc | FX4
285 | 5PT12120AAAA | MDF Casing | pc | BLAINE TOPBOX
286 | TOPBOX ADAPTOR | Generic TBX adaptor | pc | BLAINE TOPBOX
287 | 3AP67079BFAA | Blaine Topbox | pc | BLAINE TOPBOX
288 | 3FE64927AB | Nokia SFP OY | pc | ANYHAUL Project
289 | 3FE68460JA | 7363ISAMMX-632pMDFCable(30m) | pc | ISAM
290 | 3FE68762EL | 7363ISAMMX-6DCPowerCable(5m) | pc | ISAM
291 | 3FE68460FJ | 7363ISAMMX-632pMDFCable(7m) | pc | ISAM
292 | 3FE48292AE | ONT G-2425G-A (brand: Nokia) | pc | ONT
293 | L00LTFC114 | 1 1/4 LTFC SOFTDRAWN (50m/roll) | m | QODC
294 | L00LTFC34 | 3/4 LTFC SOFTDRAWN (100m/roll) | m | QODC
295 | L005.5THHNWIRE-GREEN | 5.5MM2 THHN PD Wire 150m/roll Green | m | RCO
296 | L001LTFC | 1" LTFC | m | QODC
297 | 3FE27505ELAA | 2.5mm Y/G Grounding Cable 5m | pc | ISAM
298 | L00FOC-LC/LC-SM-2M | SC-LC 2m | pc | Patch Cord
299 | L00CS3.5MMBL | 3.5MM2 CABLE SHOE BLUE | pc | ACCESSORIES
300 | TBX Key F | TBX Front Door Key | pc | TOPBOX
301 | 3AP67205BCAA - Key | TBX All Door Key | sets | TOPBOX
302 | QODC - Key | QODC - Key | pc | QODC
303 | Blaine-3"Tie | Plastic Cable Tie white 3x200 | pack | ACCESSORIES
304 | Blaine-4"Tie | Plastic Cable Tie white 4x200 | pack | ACCESSORIES
305 | L00Lugs2mm2 | terminal lugs 2mm red | pc | ACCESSORIES
306 | L00CS16mm | Cable shoe 16mm | pc | ACCESSORIES
307 | L00CB40A | QOB240 Miniature Circuit Breaker 40AT/100AF, 2P 10 KAIC 120/240V | pc | RCO
308 | Filler Plate | Filler Plate for OPAC | pc | TOPBOX
309 | Mini-ODC-1/1 | QuickDeploymentOutdoorCabinDF16/MF2 (brand: Nokia) | pc | -
310 | Mini-ODC-1/2 | Base mounting kit for Quick ODC(brand: Nokia) | pc | -
311 | Filler Plate TBX | Filler Plate for OPAC | pc | TOPBOX
312 | 3FE75113CCAC | Fastmile G403-A | pc | Fastmile
313 | PC LC-SC Duplex 30m | LC-SC Duplex 30m Fiber Pacth Cord | pc | Patch Cord
314 | LAN Cable 30m | LAN Cable 30m | pc | ACCESSORIES
315 | 21CFR(J) | SFP 10G LR Brand: Dell | pc | -
316 | FCLF8522T2BTL | SFP Tranceiver | pc | -
317 | 3FE72993GA | DF 16GM POWER CABLES(10M)(BRAND: NOKIA) | pc | DF16
318 | 3FE75111ACAA | FastMile ODU Compact 4G03-A | pc | Fastmile
319 | 3FE75111CCAC | FastMile ODU Compact 4G03-A | pc | Fastmile
320 | 3FE75111CCAB | FastMile ODU Compact 4G03-A | pc | Fastmile
321 | 3TG00170 | FASTMILE 4G05-A | pc | Fastmile
322 | 3FE19356AAAH | Cable-Power*2, 2x1.5mm^2, 30*0.26, Brown and Blue Insulation, Black Sheath, LSZH, 300/500V(Brand: Nokia) | pc | RCO
323 | 3FE19356AAAM | Insulated Ferrules, Single Wire Din End Sleeve, 1.5mm^2, 10mm Pin Length(Brand: Nokia) | pc | RCO
324 | 3FE19356AAAG | Cable-Signal, 0.5mm^2, 16*0.21, Black, LSZH(Brand: Nokia) | pc | RCO
325 | 3FE19356AAAN | Insulated Ferrules, Single Wire Din End Sleeve, 0.5mm^2, 8.0mm Pin Length(Brand: Nokia) | pc | RCO
326 | Battery-HP | Server Battery | pc | -
327 | Splitter | Splitter 1x8 | pc | -
328 | S4016067 | 1.25G 1310NM-10KM | pc | -
329 | 3FE82503AD | LTC Metallic 15 PA Coating（Brand: Nokia) | m | QODC
330 | 3FE82509AB | Conduit Coupler 1 inch M（Brand: Nokia) | pc | QODC
331 | 3FE82508AB | Conduit Coupler ½ inch M（Brand: Nokia) | pc | QODC
332 | 3FE82502AD | LTC Connector 15（Brand: Nokia) | pc | QODC
333 | 3FE82502AC | LTC Connector 25（Brand: Nokia) | pc | QODC
334 | 3FE82503AC | LTC Metallic 25 PA Coating（Brand: Nokia) | m | QODC
335 | 3FE78433AB | Nylon Nut M20（Brand: Nokia) | pc | QODC
336 | 3FE78433AA | Nylon Nut M32（Brand: Nokia) | pc | QODC
337 | 3FE78434AB | Sealing Washer M20（Brand: Nokia) | pc | QODC
338 | 3FE78434AA | Sealing Washer M32（Brand: Nokia) | pc | QODC
339 | 3FE76518AA | MF2-FAN | pc | ISAM
340 | Antenna 60m | 60m Antenna cable *1 | pc | -
341 | ADVA 1 Set | 60m Antenna cable*1 / OSA GNSS antenna/ cable / accessories *2/ OSA-5401 SFP*2/ Zaram SFP ONT*2 | sets | -
342 | 3FE77365BA-15M | MF2 power cable/Black 15M (brand: Nokia) | pc | MF2
343 | 3FE60713CA | Simplex Patch cord, SC/UPC - SC/APC 2m (brand: Nokia) | pc | -
344 | 3FE60713DA | Simplex Patch cord, SC/UPC - SC/APC 3m (brand: Nokia) | pc | -
345 | 3FE68460HL | 7363 ISAM MX-6 32p MDFCable (25m) (brand : Nokia) | pc | -
346 | 3FE60713BL | Simplex patch cord SC/UPC-SC/APC 1.5m (brand: Nokia) | pc | -
347 | 3FE53701AD | FANT-F | pc | -
348 | 3FE28521GL | Single Core Fiber (SC-SC SM) 15M | pc | -
349 | 1AF26955AB | FP2 SMARTPACK R CONTROLLER | pc | -
350 | 815198 | RECTIFIER 3000 WATTS ELTEK HE MODULES | pc | -
351 | 819296 | MIN 2000W HE RECTIFIER MODULE | pc | -
352 | L00CB32A-CHNT | 32A CIRCUIT BREAKER (CHNT) | pc | -
353 | 3FE78483CAAA | Alarm cable 2m for DB15 (Brand : CPE) | pc | -
354 | 3FE19430AA | ODM-FAN | pc | -
355 | AlcatelT20 | Alcatel T20 Telephone | pc | -
356 | 266ClamMeter | 266 AC/DC CALMP METER (DIGITAL) | pc | -
357 | S0758380 | Dymo Letratag 100T Label Maker with 2 tapes | pc | -
358 | trap8ftx24ft | Tarp 8ft x 24ft | pc | -
359 | ZRMT20830842 | Zaram SFP module | pc | -
360 | 3FE49207AA | XGS N1-N2 (I-t) SFP+ ONU | pc | -
361 | LockforSideDoor | Lock for Side Door | pc | -
362 | LockforFrontDoor | Lock for Front Door | pc | -
363 | KeyforFrontDoor | Key for Front Door | pc | -
364 | QODCKey | QODC Key | pc | -
365 | KeyforSideDoor | Key for Side Door | pc | -
366 | EK308FrontDoorKey | Blaine Topbox Front Door Key | pc | -
367 | EK477SideDoorKey | Blaine Topbox Side Door Key | pc | -
368 | RCOPWR2cx1.5mm | Cable-Power*2, 2x1.5mm^2, 30*0.26, Brown and Blue Insulation, Black Sheath, LSZH, 300/500V(Brand: Nokia) | pc | -
369 | RCOSGNL-0.5mm | Cable-Signal, 0.5mm^2, 16*0.21, Black, LSZH(Brand: Nokia) | pc | -
370 | Ferrule-0.5mm | Insulated Ferrules, Single Wire Din End Sleeve, 0.5mm^2, 8.0mm Pin Length(Brand: Nokia) | pc | -
371 | Ferrule-1.5mm | Insulated Ferrules, Single Wire Din End Sleeve, 1.5mm^2, 10mm Pin Length(Brand: Nokia) | pc | -
372 | Ferrule-4mm | Insulated Ferrules, Single Wire Din End Sleeve, 4mm^2, 10mm Pin Length(Brand: Nokia) | pc | -
373 | 3TG00077ADAC | NOKIA 5G GATEWAY | pc | -
374 | 3FE75111ABAA | FastMile Band 3 | pc | -
375 | 3TG00170AAAA | FASTMILE 4G05-A | pc | -
376 | 3FE49220AB | ONT G-2426G-A (brand: Nokia) | pc | -
377 | 3TG00170AAAB | FM 4G Receiver 1 B1/3/7/20/28/38/40/41 (brand : Nokia) | pc | -
378 | 3TG02205AD | FM 5G Gateway2 for LAT (US-Plug) (Brand : Nokia) | pc | -
379 | 3FE75833AA | FLGT-D FX 16port GPON Line Board (Brand : Nokia) | pc | -
380 | 3FE77515AA | LGLT-D Lightspan 16port GPON Line Board (Brand: Nokia) | pc | -
381 | ODF-Tray | ODF Fan Tray | pc | -
382 | 5JR50010ACAA | Fan LEFT Nokia Outdoor Topbox Cabinet | pc | -
383 | 5JR50010ADAA | Fan RIGHT Nokia Outdoor Topbox Cabinet | pc | -
384 | 202576 | GPON HT HG8145X6 Modem | pc | -
385 | 202600 | GPON FH HG6145F Modem IPOE | pc | -
386 | DN8245W | VSDL HUAWEI MODEL | pc | -
387 | AN5506-04-FA | FIBERHOME ONT MODEM | pc | -
388 | 3FE52344JLAA | Simplex Patch cord, LC/UPC - LC/UPC (40m)(brand: Nokia) | pc | Patch Cord
389 | 3FE29337GLAA | FX4 16mm2, 15m/positive power cable black(brand: Nokia) | pc | Cables
390 | 3FE29338GLAA | FX4 16mm2, 15m/positive power cable blue(brand: Nokia) | pc | Cables
391 | 3FE29337HAAA | FX4 16mm2, 20m/positive power cable blue(brand: Nokia) | pc | Cables
392 | 3FE29338HAAA | FX4 16mm2, 20m/positive power cable black(brand: Nokia) | pc | Cables
393 | 3FE29339HAAA | FX4 10mm2, 20m/positive power cable black(brand: Nokia) | pc | Cables
394 | 3FE29340HAAA | FX4 10mm2, 20m/positive power cable blue(brand: Nokia) | pc | Cables
395 | 3FE29339HLAA | FX4 10mm2, 25m/positive power cable black(brand: Nokia) | pc | Cables
396 | 3FE29340HLAA | FX4 10mm2, 25m/positive power cable blue(brand: Nokia) | pc | Cables
397 | 3FE49220CA | COVER G-2425G-A | pc | -
398 | 3FE48626CA | XS-240W-A | pc | -
399 | 3FE48081AA | G-140W-H | pc | -
400 | 3FE48081BB | G-140W-H | pc | -
401 | 3FE48081CA | G-140W-H | pc | -
402 | 3FE47805EA | G-140W-G | pc | -
403 | FDB-0316 | FDB-0316 -9fIBER Optic Distrubution box 16port | pc | -
404 | 3FE47855EA | Nokia WiFI Beacon 1 - HA-020W-B | pc | -
405 | 3TG00926AB | Nokia 5G12-13W-B (FastMile 5G Gateway 3.1) | pc | -
406 | 3FE49220AB-C | COVER CASE G-2426G-A | pc | -
407 | Head-AP-1 | WPON - Head AP 1 | pc | -
408 | 3FE45314AAAA | Nokia VDSL modem | pc | -
409 | 7056047501 | Mounting Bracket Kit(SF-8) | pc | -
410 | 21408550BAAA | Simplex patch cord, LC/UPC -SC/UPC 10m(brand: Nokia) | pc | -
411 | 3FE45313BAAA | Nokia VDSL modem | pc | -
412 | 3FE56777AAAA | Alcatel-Lucent F-240W-A | pc | -
413 | AC/DC-INV | INV-2000W AC/DCPOWER INV SINE WAVE INVERTER with power cable | pc | -
414 | 3FE49881BA | G-1425G-B (US plug) | pc | -
415 | 3TG02205AB | FM 5G GATEWAY2 FOR EMEA+BRAZIL (EU-PLUG) | pc | -
416 | NSB-T14-CQ | T14 - Calvin Quidato | pc | -
417 | NSB-T14-GC | T14 - Gilbert Catubig | pc | -
418 | 2306001-L | Label | pc | -
419 | 2306001-B | Bracket | pc | -
420 | 3FE76559BA-SMF2 | Lightspan MF-2 DC power module(brand: Nokia) | pc | MF2
421 | 3FE62600AA-SMF2 | Optical Transceiver SFP+,1310nm SM,10km(brand: Nokia) (10GBase-LR) | pc | MF2
422 | 3FE53441AA-SMF2 | PON Transceiver20km 1310nm(Tx)1490nm(Rx)(brand: Nokia) | pc | MF2
423 | 3FE47581AB-SMF2 | Transcvr XGS-PON/GPON MPM B+(28dBm)Ctemp(brand: Nokia) | pc | MF2
424 | 3FE76476AA-SMF2 | LightspanMF-2 240Gbps NT with clock sync(brand: Nokia) | pc | MF2
425 | L00CB40A-N | 40A CIRCUIT BREAKER (NADER) 1P | pc | -
426 | L00CB10A-N | 10A CIRCUIT BREAKER (NADER) 1P | pc | -
427 | 2308001-B | Bracket | pc | QODC
428 | 3AP67215AAAA | Sealed OLT Cabinet | pc | -
429 | DF-16 CBT-2/2 | Sealed OLT Cabinet Mounting Kit | pc | -
430 | RCOALRMTBLK | RCO Alarm Terminal Block | pc | RCO
431 | 472821A.101 | Pole Mounting Kit | pc | QODC
432 | L00CB25A-CHNT | 25A CIRCUIT BREAKER (CHNT) | pc | -
433 | 420110-F | STRAP, STAINLESS (1/2") 1.27 CM | m | ODN
434 | 420110-E | STRAPPING BUCKLE FOR STRAP STAINLESS (1/2") 1.27 CM | pc | ODN
435 | 3FE6492727AA | ELECTRICAL SFP | pc | -
436 | 10201097 | FAN CONNECTOR (CASE) | pc | -
437 | 10201077 | FAN CONNECTOR (PIN) | pc | -
438 | 1AZ662010001 | HT RVVZ Single Ground Cable 25mm2 (Yellow/Green) (Brand: Swell) | m | -
439 | 3FE28525HA | Single Core SC Single Module LC/20m | pc | -
440 | 473240A.102 | Fixed Out Door Cabinet | sets | -
441 | DH Cover-S | DOOR HANDLE COVER ( SIDE ) | pc | -
442 | DH Cover-L | Door handle cover (Left) | pc | -
443 | DH Cover-R | Door handle cover (rigth) | pc | -
444 | L00UTP01-CAT6 | BELDEN CAT6 UTP CABLE | m | -
445 | T-Block | Alarm Terminal Block | pc | -
446 | Blaine-16mm-Shrinkable-p | SHRINKABLE TUBE FOR 16MM2 (200mm/pc) | pc | MF2
447 | Blaine-3.5mm-Shrinkable-p | SHRINKABLE TUBE FOR 3.5MM2 (200mm/pc) | pc | RCO
448 | P29032 | Hitachi PCB-S w/ 3pcs pin connector | pc | -
449 | RackExt-ISAM | Rack Extender for ISAM | pc | -

## New Requirement 10212025 (hidden)
Version 2 (SPBD) | Total Chasis Qty | Chasis Installed | Chasis Not Installed | Available Inventory | Gap | Number of Cards | Installed Cards | Card Not Installed | Available Inventory | Gap
FX4 | 11 | 6 | 5 | 10 | 5 | 27 | 14 | 13 | 51 | 33
MF2 | 43 | 15 | 27 | 127 | 100 | 58 | 22 | 36 | 48 | 12
FX8 | 1 | 0 | 1 | 1 | 0 | 5 |  | 5 | 51
DF16 | 1 | 1 |  | 23 | 23
Card Aug |  | 18 | 1 |  | -1 | 2 | 31 | 1
| 52 |  | 34 |  | -34 | 87 |  | 55
ODC+RS | 25 | 8 | 17 | 20 | 3
Baseframe | 19 |  | 19 | 2 | -17

## SCM Summary
[6 empty] | Sum of Quantity |  | Remarks
Status | SCM Reservation Reference | Equipment | Material Type | PLAID | Sitename | Matcode | Material Description | Implemented | (blank) | Grand Total
Cancelled Request | SCM2024A000387 | HOUSING | Topbox | NCR2509 | PSG-115 | 819430 | Lightspan MF 16port Multi-PON Line board | 28 | 25 | 53
Implemented | SCM2024A000382 | OLT CHASSIS | FX-4 Chassis | NCR9627 | Ananda Square | Grand Total |  | 28 | 25 | 53
|  | SERVICE CARDS | FX-4 Cards | NCR9627 | Ananda Square
| SCM2025A000066 | OLT CHASSIS | MF-2 Chassis | VIS5361 | One Astra Place Tower 2
|  | SERVICE CARDS | MF-2 Cards | VIS5361 | One Astra Place Tower 2
| SCM2025A000071 | OLT CHASSIS | FX-4 Chassis | NCR12342 | Alder Residences - Andrea
|  | SERVICE CARDS | FX-4 Cards | NCR12342 | Alder Residences - Andrea
| SCM2025A000673 | OLT CHASSIS | FX-4 Chassis | NCR9626 | Ananda Square Tower A
|  | SERVICE CARDS | FX-4 Cards | NCR9626 | Ananda Square Tower A
Pulled Out | SCM2024A000098 | MF-2 Cards | SERVICE CARDS | VIS2919 | COVENT GARDEN TOWER 2
| SCM2024A000099 | MF-2 Cards | SERVICE CARDS | VIS2919 | COVENT GARDEN TOWER 2
| SCM2024A000100 | MF-2 Cards | SERVICE CARDS | VIS2919 | COVENT GARDEN TOWER 2
| SCM2024A000101 | MF-2 Cards | SERVICE CARDS | VIS2919 | COVENT GARDEN TOWER 2
| SCM2024A000102 | MF-2 Cards | SERVICE CARDS | VIS2919 | COVENT GARDEN TOWER 2
| SCM2024A000103 | MF-2 Cards | SERVICE CARDS | VIS2919 | COVENT GARDEN TOWER 2
| SCM2024A000104 | MF-2 Cards | SERVICE CARDS | VIS2919 | COVENT GARDEN TOWER 2
| SCM2024A000105 | MF-2 Cards | SERVICE CARDS | VIS2919 | COVENT GARDEN TOWER 2
| SCM2024A000206 | MF-2 Chassis | OLT CHASSIS | VIS2919 | TAG-105.
| SCM2024A000207 | MF-2 Chassis | OLT CHASSIS | VIS2919 | TAG-105.
| SCM2024A000208 | MF-2 Chassis | OLT CHASSIS | VIS2919 | TAG-105.
| SCM2024A000209 | MF-2 Chassis | OLT CHASSIS | VIS2919 | TAG-105.
| SCM2024A000210 | MF-2 Chassis | OLT CHASSIS | VIS2919 | TAG-105.
| SCM2024A000211 | MF-2 Chassis | OLT CHASSIS | VIS2919 | TAG-105.
| SCM2024A000212 | MF-2 Chassis | OLT CHASSIS | VIS2919 | TAG-105.
| SCM2024A000213 | MF-2 Chassis | OLT CHASSIS | VIS2919 | TAG-105.
| SCM2024A000214 | MF-2 Chassis | OLT CHASSIS | VIS2919 | TAG-105.
| SCM2024A000215 | MF-2 Chassis | OLT CHASSIS | VIS2919 | TAG-105.
| SCM2024A000216 | MF-2 Chassis | OLT CHASSIS | VIS2919 | TAG-105.
| SCM2024A000361 | MF-2 Chassis | OLT CHASSIS | MIN - Davao | MIN - Davao
| SCM2024A000362 | QODC | HOUSING | VIS - Lahug | VIS - Lahug
| SCM2024A000374 | MF-2 Cards | SERVICE CARDS | MIN576 | BALINT
| SCM2024A000379 | MF-2 Chassis | OLT CHASSIS | VIS2193 | MAA-701-HS
|  |  |  | VIS2193 | MAA-701-HS
| SCM2024A000382 | HOUSING | LARGE ODC | NCR9626 | Ananda Square
| SCM2024A000384 | OLT CHASSIS | MF-2 Chassis | SL3582 | M Sta.Rosa Tower - The Core 2
|  | SERVICE CARDS | MF-2 Cards | SL3582 | M Sta.Rosa Tower - The Core 2
| SCM2025A000018 | HOUSING | NOKIA INDOOR RACK | (blank) | Orean Place Tower 1
|  |  | QODC | (blank) | Orean Place Tower 1
|  | OLT CHASSIS | MF-2 Chassis | (blank) | Orean Place Tower 1
|  | SERVICE CARDS | MF-2 Cards | (blank) | Orean Place Tower 1
| SCM2025A000019 | HOUSING | NOKIA INDOOR RACK | (blank) | Gateway Regency Studios
|  |  | QODC | (blank) | Gateway Regency Studios
|  | OLT CHASSIS | MF-2 Chassis | (blank) | Gateway Regency Studios
|  | SERVICE CARDS | MF-2 Cards | (blank) | Gateway Regency Studios
| SCM2025A000020 | HOUSING | NOKIA INDOOR RACK | (blank) | I - Land Residences Tower 1
|  |  | QODC | (blank) | I - Land Residences Tower 1
|  | OLT CHASSIS | MF-2 Chassis | (blank) | I - Land Residences Tower 1
|  | SERVICE CARDS | MF-2 Cards | (blank) | I - Land Residences Tower 1
| SCM2025A000021 | HOUSING | NOKIA INDOOR RACK | (blank) | Four Seasons Riviera T3
|  |  | QODC | (blank) | Four Seasons Riviera T3
|  | OLT CHASSIS | MF-2 Chassis | (blank) | Four Seasons Riviera T3
|  | SERVICE CARDS | MF-2 Cards | (blank) | Four Seasons Riviera T3
| SCM2025A000025 | HOUSING | LARGE ODC | (blank) | Orean Place Tower 1
| SCM2025A000026 | HOUSING | LARGE ODC | (blank) | Gateway Regency Studios
| SCM2025A000028 | HOUSING | LARGE ODC | (blank) | Four Seasons Riviera T3
| SCM2025A000047 | OLT CHASSIS | MF-2 Chassis | VIS1870 | Atria Technohub 1
|  | SERVICE CARDS | MF-2 Cards | VIS1870 | Atria Technohub 1
| SCM2025A000051 | SERVICE CARDS | MF-2 Cards | VIS562 | ZARRA
| SCM2025A000055 | HOUSING | QODC | VIS | VIS - Lahug
|  | OLT CHASSIS | MF-2 Chassis | VIS | VIS - Lahug
|  | SERVICE CARDS | MF-2 Cards | VIS | VIS - Lahug
| SCM2025A000056 | HOUSING | QODC | MIN - Davao | MIN - Davao
|  | OLT CHASSIS | MF-2 Chassis | MIN - Davao | MIN - Davao
|  | SERVICE CARDS | MF-2 Cards | MIN - Davao | MIN - Davao
MIN - Davao
| SCM2025A000058 | OLT CHASSIS | FX-4 Chassis | (blank) | Allegra Garden Place
|  | SERVICE CARDS | FX-4 Cards | (blank) | Allegra Garden Place
| SCM2025A000064 | HOUSING | LARGE ODC | TBD | The Grand Midori in Ortigas T1
|  | OLT CHASSIS | MF-2 Chassis | TBD | The Grand Midori in Ortigas T1
|  | SERVICE CARDS | MF-2 Cards | TBD | The Grand Midori in Ortigas T1
| SCM2025A000067 | HOUSING | LARGE ODC | NCR12339 | Aston Residences
|  | OLT CHASSIS | MF-2 Chassis | NCR12339 | Aston Residences
|  | SERVICE CARDS | MF-2 Cards | NCR12339 | Aston Residences
| SCM2025A000071 | HOUSING | LARGE ODC | NCR12342 | Alder Residences - Andrea
| SCM2025A000092 | OLT CHASSIS | DF16 Chasis | (blank) | Susana Heights
| SCM2025A000111 | MF-2 Cards | 3EC17929MT | TBD | Maragusan
|  |  | 3FE28521GLAA | TBD | Maragusan
|  |  | 3FE47581AB | TBD | Maragusan
|  |  | 3FE53441AA | TBD | Maragusan
|  |  | 3FE76353AA | TBD | Maragusan
|  |  | 3FE76877AC | TBD | Maragusan
|  |  | 3FE76877FA | TBD | Maragusan
|  |  | 3FE76877ZA | TBD | Maragusan
|  | MF-2 Chassis |  | TBD | Maragusan
| SCM2025A000115 | LARGE ODC | (blank) | SL6910 | Arden Botanical Village
| SCM2025A000116 | LARGE ODC | (blank) | NCR12334 | Allegra Garden Place-Amina
| SCM2025A000118 | LARGE ODC | (blank) | NCR12350 | Sync - S Tower
| SCM2025A000175 | SERVICE CARDS | FX-4 Cards | NCR12224 | Quantum Residences T2
| SCM2025A000591 | OLT CHASSIS | MF-2 Chassis | SL2563 | SM CITY BATANGAS
|  | SERVICE CARDS | MF-2 Cards | SL2563 | SM CITY BATANGAS
| SCM2025A000595 | OLT CHASSIS | MF-2 Chassis | SL672 | SM CITY DASMARINAS
|  | SERVICE CARDS | MF-2 Cards | SL672 | SM CITY DASMARINAS
| SCM2025A000669 | SERVICE CARDS | MF-2 Cards | VIS2193 | MAA-701
| SCM2025A000670 | SERVICE CARDS | MF-2 Cards | VIS2207 | INP-701
| SCM2025A000671 | SERVICE CARDS | FX-4 Cards | NCR12334 | Allegra Garden Place - Amina
| SCM2025A000678 | SERVICE CARDS | MF-2 Cards | (blank) | Sync - Y Tower
(blank) | SCM2024A000385 | OLT CHASSIS | MF-2 Chassis | NCR6882 | AT Cloverleaf T2
|  | SERVICE CARDS | MF-2 Cards | NCR6882 | AT Cloverleaf T2
| SCM2024A000389 | MF-2 Cards | MF-2 Cards | (blank) | SPBD: Amaia Steps Isabela
|  | MF-2 Chassis | MF-2 Chassis | (blank) | SPBD: Amaia Steps Isabela
| SCM2025A000020 | HOUSING | NOKIA INDOOR RACK | (blank) | I - Land Residences Tower 1
|  |  | QODC | (blank) | I - Land Residences Tower 1
| SCM2025A000022 | HOUSING | LARGE ODC | (blank) | Casa Mira Towers Bacolod A
|  |  | NOKIA INDOOR RACK | (blank) | Casa Mira Towers Bacolod A
|  | OLT CHASSIS | FX-4 Chassis | (blank) | Casa Mira Towers Bacolod A
|  | SERVICE CARDS | FX-4 Cards | (blank) | Casa Mira Towers Bacolod A
| SCM2025A000023 | HOUSING | NOKIA INDOOR RACK | (blank) | Ametrine at Portico
|  |  | QODC | (blank) | Ametrine at Portico
|  | OLT CHASSIS | MF-2 Chassis | (blank) | Ametrine at Portico
|  | SERVICE CARDS | MF-2 Cards | (blank) | Ametrine at Portico
| SCM2025A000027 | HOUSING | LARGE ODC | (blank) | I - Land Residences Tower 1
| SCM2025A000029 | HOUSING | LARGE ODC | (blank) | Ametrine at Portico
| SCM2025A000043 | OLT CHASSIS | MF-2 Chassis | VIS3132 | The Pearl Global Residences
|  | SERVICE CARDS | MF-2 Cards | VIS3132 | The Pearl Global Residences
| SCM2025A000044 | OLT CHASSIS | MF-2 Chassis | MIN1053 | Casa Mira Tower A - LPU Davao
|  | SERVICE CARDS | MF-2 Cards | MIN1053 | Casa Mira Tower A - LPU Davao
| SCM2025A000045 | OLT CHASSIS | MF-2 Chassis | MIN4840 | One Lakeshore Drive T3
|  | SERVICE CARDS | MF-2 Cards | MIN4840 | One Lakeshore Drive T3
| SCM2025A000046 | OLT CHASSIS | MF-2 Chassis | VIS4212 | Ayala Malls Gatewalk Central
|  | SERVICE CARDS | MF-2 Cards | VIS4212 | Ayala Malls Gatewalk Central
| SCM2025A000048 | SERVICE CARDS | FX-4 Cards | SL3254 | Tulips Gardens T2 - Burgundy
| SCM2025A000053 | OLT CHASSIS | MF-2 Chassis | MIN1519 | BANALEPGDIA
| SCM2025A000059 | OLT CHASSIS | FX-4 Chassis | (blank) | Satori Residences Tower 4-5
|  | SERVICE CARDS | FX-4 Cards | (blank) | Satori Residences Tower 4-5
| SCM2025A000063 | HOUSING | LARGE ODC | NCR12340 | Sonora Garden Residences - Cadence
|  | OLT CHASSIS | MF-2 Chassis | NCR12340 | Sonora Garden Residences - Cadence
|  | SERVICE CARDS | MF-2 Cards | NCR12340 | Sonora Garden Residences - Cadence
| SCM2025A000065 | OLT CHASSIS | MF-2 Chassis | VIS6544 | Masters Tower Cebu Office
|  | SERVICE CARDS | MF-2 Cards | VIS6544 | Masters Tower Cebu Office
| SCM2025A000068 | OLT CHASSIS | MF-2 Chassis | NCR12341 | Vion Tower
|  | SERVICE CARDS | MF-2 Cards | NCR12341 | Vion Tower
| SCM2025A000069 | OLT CHASSIS | MF-2 Chassis | VIS6545 | Mandani Bay Quay Tower 4 - Office
|  | SERVICE CARDS | MF-2 Cards | VIS6545 | Mandani Bay Quay Tower 4 - Office
| SCM2025A000070 | HOUSING | LARGE ODC | TBD | Paseo Grove Tower 1
|  | OLT CHASSIS | FX-4 Chassis | TBD | Paseo Grove Tower 1
|  | SERVICE CARDS | FX-4 Cards | TBD | Paseo Grove Tower 1
| SCM2025A000097 | OLT CHASSIS | MF-2 Chassis | SL6925 | Amaia Scapes Rizal Sector 1
|  | SERVICE CARDS | MF-2 Cards | SL6925 | Amaia Scapes Rizal Sector 1
| SCM2025A000098 | HOUSING | LARGE ODC | NL5460 | Phirst Impression Hermosa
|  | OLT CHASSIS | MF-2 Chassis | NL5460 | Phirst Impression Hermosa
|  | SERVICE CARDS | MF-2 Cards | NL5460 | Phirst Impression Hermosa
| SCM2025A000107 | FX-4 Cards | 3EC17929MT | VIS6371 | City Clou Tower C
|  |  | 3EC17929WK | VIS6371 | City Clou Tower C
|  |  | 3EC17929WL | VIS6371 | City Clou Tower C
|  |  | 3FE28521GLAA | VIS6371 | City Clou Tower C
|  |  | 3FE47581AB | VIS6371 | City Clou Tower C
|  |  | 3FE53441AA | VIS6371 | City Clou Tower C
|  |  | 3FE55281AE | VIS6371 | City Clou Tower C
|  |  | 3FE55281AJ | VIS6371 | City Clou Tower C
|  |  | 3FE76986AA | VIS6371 | City Clou Tower C
|  | FX-4 Chassis | 3EC17929TV | VIS6371 | City Clou Tower C
|  |  | 3FE28525HAAA | VIS6371 | City Clou Tower C
|  |  | 3FE29404HAAA | VIS6371 | City Clou Tower C
|  |  | 3FE29405HAAA | VIS6371 | City Clou Tower C
|  |  | 3FE29431GLAA | VIS6371 | City Clou Tower C
|  |  | 3FE61087DA | VIS6371 | City Clou Tower C
|  |  | 3FE62600AA | VIS6371 | City Clou Tower C
|  |  | 3FE64991AB | VIS6371 | City Clou Tower C
|  |  | 3FE69465AA | VIS6371 | City Clou Tower C
|  |  | 3FE71256AB | VIS6371 | City Clou Tower C
|  | LARGE ODC | 3AP67218AAAA | VIS6371 | City Clou Tower C
| SCM2025A000108 | MF-2 Cards | 3EC17929MT | VIS6546 | No. 5 Upper East
|  |  | 3FE28521GLAA | VIS6546 | No. 5 Upper East
|  |  | 3FE47581AB | VIS6546 | No. 5 Upper East
|  |  | 3FE53441AA | VIS6546 | No. 5 Upper East
|  |  | 3FE76353AA | VIS6546 | No. 5 Upper East
|  |  | 3FE76877AC | VIS6546 | No. 5 Upper East
|  |  | 3FE76877FA | VIS6546 | No. 5 Upper East
|  |  | 3FE76877ZA | VIS6546 | No. 5 Upper East
|  | MF-2 Chassis |  | VIS6546 | No. 5 Upper East
|  | NOKIA INDOOR RACK | 3AN45986AAAA | VIS6546 | No. 5 Upper East
| SCM2025A000109 | LARGE ODC | 3AP67218AAAA | TBD | Cirrus Residences
|  | MF-2 Cards | 3EC17929MT | TBD | Cirrus Residences
|  |  | 3FE28521GLAA | TBD | Cirrus Residences
|  |  | 3FE47581AB | TBD | Cirrus Residences
|  |  | 3FE53441AA | TBD | Cirrus Residences
|  |  | 3FE76353AA | TBD | Cirrus Residences
|  |  | 3FE76877AC | TBD | Cirrus Residences
|  |  | 3FE76877FA | TBD | Cirrus Residences
|  |  | 3FE76877ZA | TBD | Cirrus Residences
|  | MF-2 Chassis |  | TBD | Cirrus Residences
| SCM2025A000110 | LARGE ODC | 3AP67218AAAA | TBD | The Velaris Residences - Tower 1
|  | MF-2 Cards | 3EC17929MT | TBD | The Velaris Residences - Tower 1
|  |  | 3FE28521GLAA | TBD | The Velaris Residences - Tower 1
|  |  | 3FE47581AB | TBD | The Velaris Residences - Tower 1
|  |  | 3FE53441AA | TBD | The Velaris Residences - Tower 1
|  |  | 3FE76353AA | TBD | The Velaris Residences - Tower 1
|  |  | 3FE76877AC | TBD | The Velaris Residences - Tower 1
|  |  | 3FE76877FA | TBD | The Velaris Residences - Tower 1
|  |  | 3FE76877ZA | TBD | The Velaris Residences - Tower 1
|  | MF-2 Chassis |  | TBD | The Velaris Residences - Tower 1
| SCM2025A000114 | LARGE ODC | (blank) | SL6925 | Amaia Scapes Rizal Sector 1
| SCM2025A000117 | LARGE ODC | (blank) | NCR12341 | Vion Tower
| SCM2025A000174 | HOUSING | QODC | MIN3308 | Legacy Leisure Residences Tower 2
|  | OLT CHASSIS | MF-2 Chassis | MIN3308 | Legacy Leisure Residences Tower 2
|  | SERVICE CARDS | MF-2 Cards | MIN3308 | Legacy Leisure Residences Tower 2
| SCM2025A000179 | OLT CHASSIS | MF-2 Chassis | NCR8162 | Century Spire Residential
|  | SERVICE CARDS | MF-2 Cards | NCR8162 | Century Spire Residential
| SCM2025A000187 | HOUSING | LARGE ODC | TBD | LA VIDA TOWER A and B
|  | OLT CHASSIS | MF-2 Chassis | TBD | LA VIDA TOWER A and B
|  | SERVICE CARDS | MF-2 Cards | TBD | LA VIDA TOWER A and B
| SCM2025A000592 | OLT CHASSIS | MF-2 Chassis | SL3254 | Tulips Garden
|  | SERVICE CARDS | MF-2 Cards | SL3254 | Tulips Garden
| SCM2025A000681 | OLT CHASSIS | FX-4 Chassis | (blank) | Urban Deca Tower Cubao
|  | SERVICE CARDS | FX-4 Cards | (blank) | Urban Deca Tower Cubao
| SCM2025A000682 | SERVICE CARDS | FX-4 Cards | TBD | PAV_003
| (blank) | (blank) | (blank) | (blank) | (blank)
Grand Total

## SCM Reservation
8595
SCM Reservation Reference | Matcode | Product code | Equipment | Material Type | Material Description | Quantity | Vendor | WH location | Date Reserved | PLAID | Sitename | Requisitioner | Date | Remarks | Status
SCM2024A000098 | 819464 |  | MF-2 Cards | SERVICE CARDS | GPON SFP B+ (C-temp) OLT | 8 | Nokia | Nokia WH | 2024-03-15 | VIS2919 | COVENT GARDEN TOWER 2 |  | 2024-11-27 | Pulled Out | Implemented
SCM2024A000099 | 819421 |  | MF-2 Cards | SERVICE CARDS | XGS-PON/GPON MPM B+ (28 dBm), C-temp | 8 | Nokia | Nokia WH | 2024-03-15 | VIS2919 | COVENT GARDEN TOWER 2 |  | 2024-11-27 | Pulled Out | Implemented
SCM2024A000100 | 819430 | 3FE76353AA | MF-2 Cards | SERVICE CARDS | Lightspan MF 16port Multi-PON Line board | 1 | Nokia | Nokia WH | 2024-03-15 | VIS2919 | COVENT GARDEN TOWER 2 |  | 2024-11-27 | Pulled Out | Implemented
SCM2024A000101 | 963926 |  | MF-2 Cards | SERVICE CARDS | Lightspan RTU per PON port | 8 | Nokia | Nokia WH | 2024-03-15 | VIS2919 | COVENT GARDEN TOWER 2 |  | 2024-11-27 | Pulled Out | Implemented
SCM2024A000102 | 963928 |  | MF-2 Cards | SERVICE CARDS | 20Gbps per LT SW Package; License per LT which synchronizes at 20Gbps with the NT | 2 | Nokia | Nokia WH | 2024-03-15 | VIS2919 | COVENT GARDEN TOWER 2 |  | 2024-11-27 | Pulled Out | Implemented
SCM2024A000103 | 964488 |  | MF-2 Cards | SERVICE CARDS | Lightspan SDN activation fee on fiber LTs and units; License per linecard or single unit | 1 | Nokia | Nokia WH | 2024-03-15 | VIS2919 | COVENT GARDEN TOWER 2 |  | 2024-11-27 | Pulled Out | Implemented
SCM2024A000104 | 964486 |  | MF-2 Cards | SERVICE CARDS | Lightspan MPM-PON (GPON/XGSPON) enablement package; License per MPM-PON port | 8 | Nokia | Nokia WH | 2024-03-15 | VIS2919 | COVENT GARDEN TOWER 2 |  | 2024-11-27 | Pulled Out | Implemented
SCM2024A000105 | 806277 |  | MF-2 Cards | SERVICE CARDS | Simplex patch cord, SC/UPC -SC/UPC 15m | 16 | Nokia | Nokia WH | 2024-03-15 | VIS2919 | COVENT GARDEN TOWER 2 |  | 2024-11-27 | Pulled Out | Implemented
SCM2024A000206 | 819411 |  | MF-2 Chassis | OLT CHASSIS | Lightspan MF-2 shelf incl. fan unit, w/o dust filter | 1 | Nokia | Nokia WH | 2024-04-29 | VIS2919 | TAG-105. |  | 2024-05-07 | Pulled Out | Implemented
SCM2024A000207 | 819412 |  | MF-2 Chassis | OLT CHASSIS | Lightspan MF-2 DC power module | 2 | Nokia | Nokia WH | 2024-04-29 | VIS2919 | TAG-105. |  | 2024-05-07 | Pulled Out | Implemented
SCM2024A000208 | 820215 |  | MF-2 Chassis | OLT CHASSIS | MA-Dummy LT | 1 | Nokia | Nokia WH | 2024-04-29 | VIS2919 | TAG-105. |  | 2024-05-07 | Pulled Out | Implemented
SCM2024A000209 | 810266 |  | MF-2 Chassis | OLT CHASSIS | SFP+ Pluggable Optical Module, 10GE LR SM 1310nm, Duplex LC connector, 10km (6.2dB) | 2 | Nokia | Nokia WH | 2024-04-29 | VIS2919 | TAG-105. |  | 2024-05-07 | Pulled Out | Implemented
SCM2024A000210 | 819429 |  | MF-2 Chassis | OLT CHASSIS | Lightspan MF-2 240Gbps NT with network clock synchronization capabilities, without SFPs | 2 | Nokia | Nokia WH | 2024-04-29 | VIS2919 | TAG-105. |  | 2024-05-07 | Pulled Out | Implemented
SCM2024A000211 | 963929 |  | MF-2 Chassis | OLT CHASSIS | HiCap NT Redundancy/Load Sharing Redundancy SW Package; License per Network Element (1 NE = 1 subrack); | 1 | Nokia | Nokia WH | 2024-04-29 | VIS2919 | TAG-105. |  | 2024-05-07 | Pulled Out | Implemented
SCM2024A000212 | 805864 |  | MF-2 Chassis | OLT CHASSIS | Simplex patch cord, LC/UPC - SC 20m | 4 | Nokia | Nokia WH | 2024-04-29 | VIS2919 | TAG-105. |  | 2024-05-07 | Pulled Out | Implemented
SCM2024A000213 | 819427 |  | MF-2 Chassis | OLT CHASSIS | Positive Power Cable /10m | 2 | Nokia | Nokia WH | 2024-04-29 | VIS2919 | TAG-105. |  | 2024-05-07 | Pulled Out | Implemented
SCM2024A000214 | 819428 |  | MF-2 Chassis | OLT CHASSIS | Positive Power Cable /10m | 2 | Nokia | Nokia WH | 2024-04-29 | VIS2919 | TAG-105. |  | 2024-05-07 | Pulled Out | Implemented
SCM2024A000215 | TBD |  | MF-2 Chassis | OLT CHASSIS | Lightspan MF-2 DC Power Cable ETSI 10m | 2 | Nokia | Nokia WH | 2024-04-29 | VIS2919 | TAG-105. |  | 2024-05-07 | Pulled Out | Implemented
SCM2024A000216 | 807134 |  | MF-2 Chassis | OLT CHASSIS | CA-Power Cable Ground Yellow/Green, M8 lug | 1 | Nokia | Nokia WH | 2024-04-29 | VIS2919 | TAG-105. |  | 2024-05-07 | Pulled Out | Implemented
SCM2024A000374 | 819464 |  | MF-2 Cards | SERVICE CARDS | GPON SFP B+ (C-temp) OLT | 8 | Nokia | Nokia WH | 2025-01-13 | MIN576 | BALINT |  | 2025-01-13 | Pulled Out | Implemented
SCM2024A000374 | 819421 |  | MF-2 Cards | SERVICE CARDS | XGS-PON/GPON MPM B+ (28 dBm), C-temp | 8 | Nokia | Nokia WH | 2025-01-13 | MIN576 | BALINT |  | 2025-01-13 | Pulled Out | Implemented
SCM2024A000374 | 819430 | 3FE76353AA | MF-2 Cards | SERVICE CARDS | Lightspan MF 16port Multi-PON Line board | 1 | Nokia | Nokia WH | 2025-01-13 | MIN576 | BALINT |  | 2025-01-13 | Pulled Out | Implemented
SCM2024A000374 | 963926 |  | MF-2 Cards | SERVICE CARDS | Lightspan RTU per PON port | 8 | Nokia | Nokia WH | 2025-01-13 | MIN576 | BALINT |  | 2025-01-13 | Pulled Out | Implemented
SCM2024A000374 | 963928 |  | MF-2 Cards | SERVICE CARDS | 20Gbps per LT SW Package; License per LT which synchronizes at 20Gbps with the NT | 2 | Nokia | Nokia WH | 2025-01-13 | MIN576 | BALINT |  | 2025-01-13 | Pulled Out | Implemented
SCM2024A000374 | 964488 |  | MF-2 Cards | SERVICE CARDS | Lightspan SDN activation fee on fiber LTs and units; License per linecard or single unit | 1 | Nokia | Nokia WH | 2025-01-13 | MIN576 | BALINT |  | 2025-01-13 | Pulled Out | Implemented
SCM2024A000374 | 964486 |  | MF-2 Cards | SERVICE CARDS | Lightspan MPM-PON (GPON/XGSPON) enablement package; License per MPM-PON port | 8 | Nokia | Nokia WH | 2025-01-13 | MIN576 | BALINT |  | 2025-01-13 | Pulled Out | Implemented
SCM2024A000374 | 806277 |  | MF-2 Cards | SERVICE CARDS | Simplex patch cord, SC/UPC -SC/UPC 15m | 16 | Nokia | Nokia WH | 2025-01-13 | MIN576 | BALINT |  | 2025-01-13 | Pulled Out | Implemented
SCM2024A000361 | 819411 |  | MF-2 Chassis | OLT CHASSIS | Lightspan MF-2 shelf incl. fan unit, w/o dust filter | 2 | Nokia | Nokia WH | 2024-12-05 | MIN - Davao | MIN - Davao |  | 2025-03-26 | Pulled Out | Implemented
SCM2024A000361 | 819412 |  | MF-2 Chassis | OLT CHASSIS | Lightspan MF-2 DC power module | 4 | Nokia | Nokia WH | 2024-12-05 | MIN - Davao | MIN - Davao |  | 2025-03-26 | Pulled Out | Implemented
SCM2024A000361 | 820215 |  | MF-2 Chassis | OLT CHASSIS | MA-Dummy LT | 2 | Nokia | Nokia WH | 2024-12-05 | MIN - Davao | MIN - Davao |  | 2025-03-26 | Pulled Out | Implemented
SCM2024A000361 | 810266 |  | MF-2 Chassis | OLT CHASSIS | SFP+ Pluggable Optical Module, 10GE LR SM 1310nm, Duplex LC connector, 10km (6.2dB) | 4 | Nokia | Nokia WH | 2024-12-05 | MIN - Davao | MIN - Davao |  | 2025-03-26 | Pulled Out | Implemented
SCM2024A000361 | 819429 |  | MF-2 Chassis | OLT CHASSIS | Lightspan MF-2 240Gbps NT with network clock synchronization capabilities, without SFPs | 4 | Nokia | Nokia WH | 2024-12-05 | MIN - Davao | MIN - Davao |  | 2025-03-26 | Pulled Out | Implemented
SCM2024A000361 | 963929 |  | MF-2 Chassis | OLT CHASSIS | HiCap NT Redundancy/Load Sharing Redundancy SW Package; License per Network Element (1 NE = 1 subrack); | 2 | Nokia | Nokia WH | 2024-12-05 | MIN - Davao | MIN - Davao |  | 2025-03-26 | Pulled Out | Implemented
SCM2024A000361 | 805864 |  | MF-2 Chassis | OLT CHASSIS | Simplex patch cord, LC/UPC - SC 20m | 8 | Nokia | Nokia WH | 2024-12-05 | MIN - Davao | MIN - Davao |  | 2025-03-26 | Pulled Out | Implemented
SCM2024A000361 | 819427 |  | MF-2 Chassis | OLT CHASSIS | Positive Power Cable /10m | 4 | Nokia | Nokia WH | 2024-12-05 | MIN - Davao | MIN - Davao |  | 2025-03-26 | Pulled Out | Implemented
SCM2024A000361 | 819428 |  | MF-2 Chassis | OLT CHASSIS | Positive Power Cable /10m | 4 | Nokia | Nokia WH | 2024-12-05 | MIN - Davao | MIN - Davao |  | 2025-03-26 | Pulled Out | Implemented
SCM2024A000361 | TBD |  | MF-2 Chassis | OLT CHASSIS | Lightspan MF-2 DC Power Cable ETSI 10m | 4 | Nokia | Nokia WH | 2024-12-05 | MIN - Davao | MIN - Davao |  | 2025-03-26 | Pulled Out | Implemented
SCM2024A000361 | 807134 |  | MF-2 Chassis | OLT CHASSIS | CA-Power Cable Ground Yellow/Green, M8 lug | 2 | Nokia | Nokia WH | 2024-12-05 | MIN - Davao | MIN - Davao |  | 2025-03-26 | Pulled Out | Implemented
SCM2024A000362 | 819499 |  | QODC | HOUSING | Quick deployment ODC (w/o battery) to accommodate ( 1*MF-2) | 2 | Nokia | Nokia WH | 2024-12-05 | VIS - Lahug | VIS - Lahug |  | 2025-03-26 | Pulled Out | Implemented
SCM2024A000362 | 819500 |  | QODC | HOUSING | Pole mounting kit | 2 | Nokia | Nokia WH | 2024-12-05 | VIS - Lahug | VIS - Lahug |  | 2025-03-26 | Pulled Out | Implemented
SCM2024A000362 | 819501 |  | QODC | HOUSING | Wall mounting kits | 2 | Nokia | Nokia WH | 2024-12-05 | VIS - Lahug | VIS - Lahug |  | 2025-03-26 | Pulled Out | Implemented
SCM2024A000362 | 819502 |  | QODC | HOUSING | Base pad plinth (ground installation) | 2 | Nokia | Nokia WH | 2024-12-05 | VIS - Lahug | VIS - Lahug |  | 2025-03-26 | Pulled Out | Implemented
SCM2024A000379 | 819411 |  | MF-2 Chassis | OLT CHASSIS | Lightspan MF-2 shelf incl. fan unit, w/o dust filter | 1 | Nokia | Nokia WH | 2025-01-21 | VIS2193 | MAA-701-HS |  | 2025-01-21 | Pulled Out | Implemented
SCM2024A000379 | 819412 |  | MF-2 Chassis | OLT CHASSIS | Lightspan MF-2 DC power module | 2 | Nokia | Nokia WH | 2025-01-21 | VIS2193 | MAA-701-HS |  | 2025-01-21 | Pulled Out | Implemented
SCM2024A000379 | 820215 |  | MF-2 Chassis | OLT CHASSIS | MA-Dummy LT | 1 | Nokia | Nokia WH | 2025-01-21 | VIS2193 | MAA-701-HS |  | 2025-01-21 | Pulled Out | Implemented
SCM2024A000379 | 810266 |  | MF-2 Chassis | OLT CHASSIS | SFP+ Pluggable Optical Module, 10GE LR SM 1310nm, Duplex LC connector, 10km (6.2dB) | 2 | Nokia | Nokia WH | 2025-01-21 | VIS2193 | MAA-701-HS |  | 2025-01-21 | Pulled Out | Implemented
SCM2024A000379 | 819429 |  | MF-2 Chassis | OLT CHASSIS | Lightspan MF-2 240Gbps NT with network clock synchronization capabilities, without SFPs | 2 | Nokia | Nokia WH | 2025-01-21 | VIS2193 | MAA-701-HS |  | 2025-01-21 | Pulled Out | Implemented
SCM2024A000379 | 963929 |  | MF-2 Chassis | OLT CHASSIS | HiCap NT Redundancy/Load Sharing Redundancy SW Package; License per Network Element (1 NE = 1 subrack); | 1 | Nokia | Nokia WH | 2025-01-21 | VIS2193 | MAA-701-HS |  | 2025-01-21 | Pulled Out | Implemented
SCM2024A000379 | 805864 |  | MF-2 Chassis | OLT CHASSIS | Simplex patch cord, LC/UPC - SC 20m | 4 | Nokia | Nokia WH | 2025-01-21 | VIS2193 | MAA-701-HS |  | 2025-01-21 | Pulled Out | Implemented
SCM2024A000379 | 819427 |  | MF-2 Chassis | OLT CHASSIS | Positive Power Cable /10m | 2 | Nokia | Nokia WH | 2025-01-21 | VIS2193 | MAA-701-HS |  | 2025-01-21 | Pulled Out | Implemented
SCM2024A000379 | 819428 |  | MF-2 Chassis | OLT CHASSIS | Positive Power Cable /10m | 2 | Nokia | Nokia WH | 2025-01-21 | VIS2193 | MAA-701-HS |  | 2025-01-21 | Pulled Out | Implemented
SCM2024A000379 | TBD |  | MF-2 Chassis | OLT CHASSIS | Lightspan MF-2 DC Power Cable ETSI 10m | 2 | Nokia | Nokia WH | 2025-01-21 | VIS2193 | MAA-701-HS |  | 2025-01-21 | Pulled Out | Implemented
SCM2024A000379 | 807134 |  | MF-2 Chassis | OLT CHASSIS | CA-Power Cable Ground Yellow/Green, M8 lug | 1 | Nokia | Nokia WH | 2025-01-21 | VIS2193 | MAA-701-HS |  | 2025-01-21 | Pulled Out | Implemented
SCM2024A000384 | 819411 |  | OLT CHASSIS | MF-2 Chassis | Lightspan MF-2 shelf incl. fan unit, w/o dust filter | 1 | Nokia | Nokia WH | 2025-01-31 | SL3582 | M Sta.Rosa Tower - The Core 2 |  | 2025-02-11 | Pulled Out | Implemented
SCM2024A000384 | 819412 |  | OLT CHASSIS | MF-2 Chassis | Lightspan MF-2 DC power module | 2 | Nokia | Nokia WH | 2025-01-31 | SL3582 | M Sta.Rosa Tower - The Core 2 |  | 2025-02-11 | Pulled Out | Implemented
SCM2024A000384 | 820215 |  | OLT CHASSIS | MF-2 Chassis | MA-Dummy LT | 1 | Nokia | Nokia WH | 2025-01-31 | SL3582 | M Sta.Rosa Tower - The Core 2 |  | 2025-02-11 | Pulled Out | Implemented
SCM2024A000384 | 810266 |  | OLT CHASSIS | MF-2 Chassis | SFP+ Pluggable Optical Module, 10GE LR SM 1310nm, Duplex LC connector, 10km (6.2dB) | 2 | Nokia | Nokia WH | 2025-01-31 | SL3582 | M Sta.Rosa Tower - The Core 2 |  | 2025-02-11 | Pulled Out | Implemented
SCM2024A000384 | 819429 |  | OLT CHASSIS | MF-2 Chassis | Lightspan MF-2 240Gbps NT with network clock synchronization capabilities, without SFPs | 2 | Nokia | Nokia WH | 2025-01-31 | SL3582 | M Sta.Rosa Tower - The Core 2 |  | 2025-02-11 | Pulled Out | Implemented
SCM2024A000384 | 963929 |  | OLT CHASSIS | MF-2 Chassis | HiCap NT Redundancy/Load Sharing Redundancy SW Package; License per Network Element (1 NE = 1 subrack); | 1 | Nokia | Nokia WH | 2025-01-31 | SL3582 | M Sta.Rosa Tower - The Core 2 |  | 2025-02-11 | Pulled Out | Implemented
SCM2024A000384 | 805864 |  | OLT CHASSIS | MF-2 Chassis | Simplex patch cord, LC/UPC - SC 20m | 4 | Nokia | Nokia WH | 2025-01-31 | SL3582 | M Sta.Rosa Tower - The Core 2 |  | 2025-02-11 | Pulled Out | Implemented
SCM2024A000384 | 819427 |  | OLT CHASSIS | MF-2 Chassis | Positive Power Cable /10m | 2 | Nokia | Nokia WH | 2025-01-31 | SL3582 | M Sta.Rosa Tower - The Core 2 |  | 2025-02-11 | Pulled Out | Implemented
SCM2024A000384 | 819428 |  | OLT CHASSIS | MF-2 Chassis | Positive Power Cable /10m | 2 | Nokia | Nokia WH | 2025-01-31 | SL3582 | M Sta.Rosa Tower - The Core 2 |  | 2025-02-11 | Pulled Out | Implemented
SCM2024A000384 | TBD |  | OLT CHASSIS | MF-2 Chassis | Lightspan MF-2 DC Power Cable ETSI 10m | 2 | Nokia | Nokia WH | 2025-01-31 | SL3582 | M Sta.Rosa Tower - The Core 2 |  | 2025-02-11 | Pulled Out | Implemented
SCM2024A000384 | 807134 |  | OLT CHASSIS | MF-2 Chassis | CA-Power Cable Ground Yellow/Green, M8 lug | 1 | Nokia | Nokia WH | 2025-01-31 | SL3582 | M Sta.Rosa Tower - The Core 2 |  | 2025-02-11 | Pulled Out | Implemented
SCM2024A000384 | 819464 |  | SERVICE CARDS | MF-2 Cards | GPON SFP B+ (C-temp) OLT | 8 | Nokia | Nokia WH | 2025-01-31 | SL3582 | M Sta.Rosa Tower - The Core 2 |  | 2025-02-11 | Pulled Out | Implemented
SCM2024A000384 | 819421 |  | SERVICE CARDS | MF-2 Cards | XGS-PON/GPON MPM B+ (28 dBm), C-temp | 8 | Nokia | Nokia WH | 2025-01-31 | SL3582 | M Sta.Rosa Tower - The Core 2 |  | 2025-02-11 | Pulled Out | Implemented
SCM2024A000384 | 819430 |  | SERVICE CARDS | MF-2 Cards | Lightspan MF 16port Multi-PON Line board | 1 | Nokia | Nokia WH | 2025-01-31 | SL3582 | M Sta.Rosa Tower - The Core 2 |  | 2025-02-11 | Pulled Out | Implemented
SCM2024A000384 | 963926 |  | SERVICE CARDS | MF-2 Cards | Lightspan RTU per PON port | 8 | Nokia | Nokia WH | 2025-01-31 | SL3582 | M Sta.Rosa Tower - The Core 2 |  | 2025-02-11 | Pulled Out | Implemented
SCM2024A000384 | 963928 |  | SERVICE CARDS | MF-2 Cards | 20Gbps per LT SW Package; License per LT which synchronizes at 20Gbps with the NT | 2 | Nokia | Nokia WH | 2025-01-31 | SL3582 | M Sta.Rosa Tower - The Core 2 |  | 2025-02-11 | Pulled Out | Implemented
SCM2024A000384 | 964488 |  | SERVICE CARDS | MF-2 Cards | Lightspan SDN activation fee on fiber LTs and units; License per linecard or single unit | 1 | Nokia | Nokia WH | 2025-01-31 | SL3582 | M Sta.Rosa Tower - The Core 2 |  | 2025-02-11 | Pulled Out | Implemented
SCM2024A000384 | 964486 |  | SERVICE CARDS | MF-2 Cards | Lightspan MPM-PON (GPON/XGSPON) enablement package; License per MPM-PON port | 8 | Nokia | Nokia WH | 2025-01-31 | SL3582 | M Sta.Rosa Tower - The Core 2 |  | 2025-02-11 | Pulled Out | Implemented
SCM2024A000384 | 806277 |  | SERVICE CARDS | MF-2 Cards | Simplex patch cord, SC/UPC -SC/UPC 15m | 16 | Nokia | Nokia WH | 2025-01-31 | SL3582 | M Sta.Rosa Tower - The Core 2 |  | 2025-02-11 | Pulled Out | Implemented
SCM2024A000387 | 819503 | 3AP67210AAAA | HOUSING | Topbox | Topbox the size can host up to FX-8 OLT *1, Dimension: 1430*700*600 (WxHxD | 1 | Nokia | Nokia WH | 2025-02-05 | NCR2509 | PSG-115 |  | 2025-05-13 | Cancelled Request
SCM2024A000389 | 819411 |  | MF-2 Chassis | MF-2 Chassis | Lightspan MF-2 shelf incl. fan unit, w/o dust filter | 1 | Nokia | Nokia WH | 2025-02-11 | PQE060 | SPBD: Amaia Steps Isabela | SPBD | 2025-02-13 | Pulled Out | Implemented
SCM2024A000389 | 819412 |  | MF-2 Chassis | MF-2 Chassis | Lightspan MF-2 DC power module | 2 | Nokia | Nokia WH | 2025-02-11 | PQE060 | SPBD: Amaia Steps Isabela | SPBD | 2025-02-13 | Pulled Out | Implemented
SCM2024A000389 | 820215 |  | MF-2 Chassis | MF-2 Chassis | MA-Dummy LT | 1 | Nokia | Nokia WH | 2025-02-11 | PQE060 | SPBD: Amaia Steps Isabela | SPBD | 2025-02-13 | Pulled Out | Implemented
SCM2024A000389 | 810266 |  | MF-2 Chassis | MF-2 Chassis | SFP+ Pluggable Optical Module, 10GE LR SM 1310nm, Duplex LC connector, 10km (6.2dB) | 2 | Nokia | Nokia WH | 2025-02-11 | PQE060 | SPBD: Amaia Steps Isabela | SPBD | 2025-02-13 | Pulled Out | Implemented
SCM2024A000389 | 819429 |  | MF-2 Chassis | MF-2 Chassis | Lightspan MF-2 240Gbps NT with network clock synchronization capabilities, without SFPs | 2 | Nokia | Nokia WH | 2025-02-11 | PQE060 | SPBD: Amaia Steps Isabela | SPBD | 2025-02-13 | Pulled Out | Implemented
SCM2024A000389 | 963929 |  | MF-2 Chassis | MF-2 Chassis | HiCap NT Redundancy/Load Sharing Redundancy SW Package; License per Network Element (1 NE = 1 subrack); | 1 | Nokia | Nokia WH | 2025-02-11 | PQE060 | SPBD: Amaia Steps Isabela | SPBD | 2025-02-13 | Pulled Out | Implemented
SCM2024A000389 | 805864 |  | MF-2 Chassis | MF-2 Chassis | Simplex patch cord, LC/UPC - SC 20m | 4 | Nokia | Nokia WH | 2025-02-11 | PQE060 | SPBD: Amaia Steps Isabela | SPBD | 2025-02-13 | Pulled Out | Implemented
SCM2024A000389 | 819427 |  | MF-2 Chassis | MF-2 Chassis | Positive Power Cable /10m | 2 | Nokia | Nokia WH | 2025-02-11 | PQE060 | SPBD: Amaia Steps Isabela | SPBD | 2025-02-13 | Pulled Out | Implemented
SCM2024A000389 | 819428 |  | MF-2 Chassis | MF-2 Chassis | Positive Power Cable /10m | 2 | Nokia | Nokia WH | 2025-02-11 | PQE060 | SPBD: Amaia Steps Isabela | SPBD | 2025-02-13 | Pulled Out | Implemented
SCM2024A000389 | TBD |  | MF-2 Chassis | MF-2 Chassis | Lightspan MF-2 DC Power Cable ETSI 10m | 2 | Nokia | Nokia WH | 2025-02-11 | PQE060 | SPBD: Amaia Steps Isabela | SPBD | 2025-02-13 | Pulled Out | Implemented
SCM2024A000389 | 807134 |  | MF-2 Chassis | MF-2 Chassis | CA-Power Cable Ground Yellow/Green, M8 lug | 1 | Nokia | Nokia WH | 2025-02-11 | PQE060 | SPBD: Amaia Steps Isabela | SPBD | 2025-02-13 | Pulled Out | Implemented
SCM2024A000389 | 819464 | 3FE53441AA | MF-2 Cards | MF-2 Cards | GPON SFP B+ (C-temp) OLT | 8 | Nokia | Nokia WH | 2025-02-11 | PQE060 | SPBD: Amaia Steps Isabela | SPBD | 2025-02-13 | Pulled Out | Implemented
SCM2024A000389 | 819421 | 3FE47581AB | MF-2 Cards | MF-2 Cards | XGS-PON/GPON MPM B+ (28 dBm), C-temp | 8 | Nokia | Nokia WH | 2025-02-11 | PQE060 | SPBD: Amaia Steps Isabela | SPBD | 2025-02-13 | Pulled Out | Implemented
SCM2024A000389 | 819430 | 3FE76353AA | MF-2 Cards | MF-2 Cards | Lightspan MF 16port Multi-PON Line board | 1 | Nokia | Nokia WH | 2025-02-11 | PQE060 | SPBD: Amaia Steps Isabela | SPBD | 2025-02-13 | Pulled Out | Implemented
SCM2024A000389 | 963926 | 3FE76877AC | MF-2 Cards | MF-2 Cards | Lightspan RTU per PON port | 8 | Nokia | Nokia WH | 2025-02-11 | PQE060 | SPBD: Amaia Steps Isabela | SPBD | 2025-02-13 | Pulled Out | Implemented
SCM2024A000389 | 963928 | 3EC17929MT | MF-2 Cards | MF-2 Cards | 20Gbps per LT SW Package; License per LT which synchronizes at 20Gbps with the NT | 2 | Nokia | Nokia WH | 2025-02-11 | PQE060 | SPBD: Amaia Steps Isabela | SPBD | 2025-02-13 | Pulled Out | Implemented
SCM2024A000389 | 964488 | 3FE76877ZA | MF-2 Cards | MF-2 Cards | Lightspan SDN activation fee on fiber LTs and units; License per linecard or single unit | 1 | Nokia | Nokia WH | 2025-02-11 | PQE060 | SPBD: Amaia Steps Isabela | SPBD | 2025-02-13 | Pulled Out | Implemented
SCM2024A000389 | 964486 | 3FE76877FA | MF-2 Cards | MF-2 Cards | Lightspan MPM-PON (GPON/XGSPON) enablement package; License per MPM-PON port | 8 | Nokia | Nokia WH | 2025-02-11 | PQE060 | SPBD: Amaia Steps Isabela | SPBD | 2025-02-13 | Pulled Out | Implemented
SCM2024A000389 | 806277 | 3FE28521GLAA | MF-2 Cards | MF-2 Cards | Simplex patch cord, SC/UPC -SC/UPC 15m | 16 | Nokia | Nokia WH | 2025-02-11 | PQE060 | SPBD: Amaia Steps Isabela | SPBD | 2025-02-13 | Pulled Out | Implemented
SCM2024A000385 | 819411 |  | OLT CHASSIS | MF-2 Chassis | Lightspan MF-2 shelf incl. fan unit, w/o dust filter | 1 | Nokia | Nokia WH | 2025-02-13 | NCR6882 | AT Cloverleaf T2
SCM2024A000385 | 819412 |  | OLT CHASSIS | MF-2 Chassis | Lightspan MF-2 DC power module | 2 | Nokia | Nokia WH | 2025-02-13 | NCR6882 | AT Cloverleaf T2
SCM2024A000385 | 820215 |  | OLT CHASSIS | MF-2 Chassis | MA-Dummy LT | 1 | Nokia | Nokia WH | 2025-02-13 | NCR6882 | AT Cloverleaf T2
SCM2024A000385 | 810266 |  | OLT CHASSIS | MF-2 Chassis | SFP+ Pluggable Optical Module, 10GE LR SM 1310nm, Duplex LC connector, 10km (6.2dB) | 2 | Nokia | Nokia WH | 2025-02-13 | NCR6882 | AT Cloverleaf T2
SCM2024A000385 | 819429 |  | OLT CHASSIS | MF-2 Chassis | Lightspan MF-2 240Gbps NT with network clock synchronization capabilities, without SFPs | 2 | Nokia | Nokia WH | 2025-02-13 | NCR6882 | AT Cloverleaf T2
SCM2024A000385 | 963929 |  | OLT CHASSIS | MF-2 Chassis | HiCap NT Redundancy/Load Sharing Redundancy SW Package; License per Network Element (1 NE = 1 subrack); | 1 | Nokia | Nokia WH | 2025-02-13 | NCR6882 | AT Cloverleaf T2
SCM2024A000385 | 805864 |  | OLT CHASSIS | MF-2 Chassis | Simplex patch cord, LC/UPC - SC 20m | 4 | Nokia | Nokia WH | 2025-02-13 | NCR6882 | AT Cloverleaf T2
SCM2024A000385 | 819427 |  | OLT CHASSIS | MF-2 Chassis | Positive Power Cable /10m | 2 | Nokia | Nokia WH | 2025-02-13 | NCR6882 | AT Cloverleaf T2
SCM2024A000385 | 819428 |  | OLT CHASSIS | MF-2 Chassis | Positive Power Cable /10m | 2 | Nokia | Nokia WH | 2025-02-13 | NCR6882 | AT Cloverleaf T2
SCM2024A000385 | TBD |  | OLT CHASSIS | MF-2 Chassis | Lightspan MF-2 DC Power Cable ETSI 10m | 2 | Nokia | Nokia WH | 2025-02-13 | NCR6882 | AT Cloverleaf T2
SCM2024A000385 | 807134 |  | OLT CHASSIS | MF-2 Chassis | CA-Power Cable Ground Yellow/Green, M8 lug | 1 | Nokia | Nokia WH | 2025-02-13 | NCR6882 | AT Cloverleaf T2
SCM2024A000385 | 819464 |  | SERVICE CARDS | MF-2 Cards | GPON SFP B+ (C-temp) OLT | 16 | Nokia | Nokia WH | 2025-02-13 | NCR6882 | AT Cloverleaf T2
SCM2024A000385 | 819421 |  | SERVICE CARDS | MF-2 Cards | XGS-PON/GPON MPM B+ (28 dBm), C-temp | 16 | Nokia | Nokia WH | 2025-02-13 | NCR6882 | AT Cloverleaf T2
SCM2024A000385 | 819430 |  | SERVICE CARDS | MF-2 Cards | Lightspan MF 16port Multi-PON Line board | 2 | Nokia | Nokia WH | 2025-02-13 | NCR6882 | AT Cloverleaf T2
SCM2024A000385 | 963926 |  | SERVICE CARDS | MF-2 Cards | Lightspan RTU per PON port | 16 | Nokia | Nokia WH | 2025-02-13 | NCR6882 | AT Cloverleaf T2
SCM2024A000385 | 963928 |  | SERVICE CARDS | MF-2 Cards | 20Gbps per LT SW Package; License per LT which synchronizes at 20Gbps with the NT | 4 | Nokia | Nokia WH | 2025-02-13 | NCR6882 | AT Cloverleaf T2
SCM2024A000385 | 964488 |  | SERVICE CARDS | MF-2 Cards | Lightspan SDN activation fee on fiber LTs and units; License per linecard or single unit | 2 | Nokia | Nokia WH | 2025-02-13 | NCR6882 | AT Cloverleaf T2
SCM2024A000385 | 964486 |  | SERVICE CARDS | MF-2 Cards | Lightspan MPM-PON (GPON/XGSPON) enablement package; License per MPM-PON port | 16 | Nokia | Nokia WH | 2025-02-13 | NCR6882 | AT Cloverleaf T2
SCM2024A000385 | 806277 |  | SERVICE CARDS | MF-2 Cards | Simplex patch cord, SC/UPC -SC/UPC 15m | 32 | Nokia | Nokia WH | 2025-02-13 | NCR6882 | AT Cloverleaf T2
SCM2025A000018 | 819411 |  | OLT CHASSIS | MF-2 Chassis | Lightspan MF-2 shelf incl. fan unit, w/o dust filter | 1 | Nokia | Nokia WH | 2025-02-15 |  | Orean Place Tower 1 | SPBD | 2025-04-26 | Pulled Out | Implemented
SCM2025A000018 | 819412 |  | OLT CHASSIS | MF-2 Chassis | Lightspan MF-2 DC power module | 2 | Nokia | Nokia WH | 2025-02-15 |  | Orean Place Tower 1 | SPBD | 2025-04-26 | Pulled Out | Implemented
SCM2025A000018 | 820215 |  | OLT CHASSIS | MF-2 Chassis | MA-Dummy LT | 1 | Nokia | Nokia WH | 2025-02-15 |  | Orean Place Tower 1 | SPBD | 2025-04-26 | Pulled Out | Implemented
SCM2025A000018 | 810266 |  | OLT CHASSIS | MF-2 Chassis | SFP+ Pluggable Optical Module, 10GE LR SM 1310nm, Duplex LC connector, 10km (6.2dB) | 2 | Nokia | Nokia WH | 2025-02-15 |  | Orean Place Tower 1 | SPBD | 2025-04-26 | Pulled Out | Implemented
SCM2025A000018 | 819429 |  | OLT CHASSIS | MF-2 Chassis | Lightspan MF-2 240Gbps NT with network clock synchronization capabilities, without SFPs | 2 | Nokia | Nokia WH | 2025-02-15 |  | Orean Place Tower 1 | SPBD | 2025-04-26 | Pulled Out | Implemented
SCM2025A000018 | 963929 |  | OLT CHASSIS | MF-2 Chassis | HiCap NT Redundancy/Load Sharing Redundancy SW Package; License per Network Element (1 NE = 1 subrack); | 1 | Nokia | Nokia WH | 2025-02-15 |  | Orean Place Tower 1 | SPBD | 2025-04-26 | Pulled Out | Implemented
SCM2025A000018 | 805864 |  | OLT CHASSIS | MF-2 Chassis | Simplex patch cord, LC/UPC - SC 20m | 4 | Nokia | Nokia WH | 2025-02-15 |  | Orean Place Tower 1 | SPBD | 2025-04-26 | Pulled Out | Implemented
SCM2025A000018 | 819427 |  | OLT CHASSIS | MF-2 Chassis | Positive Power Cable /10m | 2 | Nokia | Nokia WH | 2025-02-15 |  | Orean Place Tower 1 | SPBD | 2025-04-26 | Pulled Out | Implemented
SCM2025A000018 | 819428 |  | OLT CHASSIS | MF-2 Chassis | Positive Power Cable /10m | 2 | Nokia | Nokia WH | 2025-02-15 |  | Orean Place Tower 1 | SPBD | 2025-04-26 | Pulled Out | Implemented
SCM2025A000018 | TBD |  | OLT CHASSIS | MF-2 Chassis | Lightspan MF-2 DC Power Cable ETSI 10m | 2 | Nokia | Nokia WH | 2025-02-15 |  | Orean Place Tower 1 | SPBD | 2025-04-26 | Pulled Out | Implemented
SCM2025A000018 | 807134 |  | OLT CHASSIS | MF-2 Chassis | CA-Power Cable Ground Yellow/Green, M8 lug | 1 | Nokia | Nokia WH | 2025-02-15 |  | Orean Place Tower 1 | SPBD | 2025-04-26 | Pulled Out | Implemented
SCM2025A000018 | 819464 |  | SERVICE CARDS | MF-2 Cards | GPON SFP B+ (C-temp) OLT | 16 | Nokia | Nokia WH | 2025-02-15 |  | Orean Place Tower 1 | SPBD | 2025-04-26 | Pulled Out | Implemented
SCM2025A000018 | 819421 |  | SERVICE CARDS | MF-2 Cards | XGS-PON/GPON MPM B+ (28 dBm), C-temp | 16 | Nokia | Nokia WH | 2025-02-15 |  | Orean Place Tower 1 | SPBD | 2025-04-26 | Pulled Out | Implemented
SCM2025A000018 | 819430 |  | SERVICE CARDS | MF-2 Cards | Lightspan MF 16port Multi-PON Line board | 2 | Nokia | Nokia WH | 2025-02-15 |  | Orean Place Tower 1 | SPBD | 2025-04-26 | Pulled Out | Implemented
SCM2025A000018 | 963926 |  | SERVICE CARDS | MF-2 Cards | Lightspan RTU per PON port | 16 | Nokia | Nokia WH | 2025-02-15 |  | Orean Place Tower 1 | SPBD | 2025-04-26 | Pulled Out | Implemented
SCM2025A000018 | 963928 |  | SERVICE CARDS | MF-2 Cards | 20Gbps per LT SW Package; License per LT which synchronizes at 20Gbps with the NT | 4 | Nokia | Nokia WH | 2025-02-15 |  | Orean Place Tower 1 | SPBD | 2025-04-26 | Pulled Out | Implemented
SCM2025A000018 | 964488 |  | SERVICE CARDS | MF-2 Cards | Lightspan SDN activation fee on fiber LTs and units; License per linecard or single unit | 2 | Nokia | Nokia WH | 2025-02-15 |  | Orean Place Tower 1 | SPBD | 2025-04-26 | Pulled Out | Implemented
SCM2025A000018 | 964486 |  | SERVICE CARDS | MF-2 Cards | Lightspan MPM-PON (GPON/XGSPON) enablement package; License per MPM-PON port | 16 | Nokia | Nokia WH | 2025-02-15 |  | Orean Place Tower 1 | SPBD | 2025-04-26 | Pulled Out | Implemented
SCM2025A000018 | 806277 |  | SERVICE CARDS | MF-2 Cards | Simplex patch cord, SC/UPC -SC/UPC 15m | 32 | Nokia | Nokia WH | 2025-02-15 |  | Orean Place Tower 1 | SPBD | 2025-04-26 | Pulled Out | Implemented
SCM2025A000018 | 819499 |  | HOUSING | QODC | Quick deployment ODC (w/o battery) to accommodate ( 1*MF-2) | 1 | Nokia | Nokia WH | 2025-02-15 |  | Orean Place Tower 1 | SPBD | 2025-04-26 | Pulled Out | Implemented
SCM2025A000018 | 819500 |  | HOUSING | QODC | Pole mounting kit | 1 | Nokia | Nokia WH | 2025-02-15 |  | Orean Place Tower 1 | SPBD | 2025-04-26 | Pulled Out | Implemented
SCM2025A000018 | 819501 |  | HOUSING | QODC | Wall mounting kits | 1 | Nokia | Nokia WH | 2025-02-15 |  | Orean Place Tower 1 | SPBD | 2025-04-26 | Pulled Out | Implemented
SCM2025A000018 | 819502 |  | HOUSING | QODC | Base pad plinth (ground installation) | 1 | Nokia | Nokia WH | 2025-02-15 |  | Orean Place Tower 1 | SPBD | 2025-04-26 | Pulled Out | Implemented
SCM2025A000018 | 819435 |  | HOUSING | NOKIA INDOOR RACK | Indoor rack 19"ETSI rack, 6620A(2000??600??600-A,42U), incl. Grouding bar, Operation environment: >-5 ?? ?? +40 ?? | 1 | Nokia | Nokia WH | 2025-02-15 |  | Orean Place Tower 1 | SPBD | 2025-04-26 | Pulled Out | Implemented
SCM2025A000019 | 819411 |  | OLT CHASSIS | MF-2 Chassis | Lightspan MF-2 shelf incl. fan unit, w/o dust filter | 1 | Nokia | Nokia WH | 2025-02-15 |  | Gateway Regency Studios | SPBD | 2025-09-12 | Pulled Out | Implemented
SCM2025A000019 | 819412 |  | OLT CHASSIS | MF-2 Chassis | Lightspan MF-2 DC power module | 2 | Nokia | Nokia WH | 2025-02-15 |  | Gateway Regency Studios | SPBD | 2025-09-12 | Pulled Out | Implemented
SCM2025A000019 | 820215 |  | OLT CHASSIS | MF-2 Chassis | MA-Dummy LT | 1 | Nokia | Nokia WH | 2025-02-15 |  | Gateway Regency Studios | SPBD | 2025-09-12 | Pulled Out | Implemented
SCM2025A000019 | 810266 |  | OLT CHASSIS | MF-2 Chassis | SFP+ Pluggable Optical Module, 10GE LR SM 1310nm, Duplex LC connector, 10km (6.2dB) | 2 | Nokia | Nokia WH | 2025-02-15 |  | Gateway Regency Studios | SPBD | 2025-09-12 | Pulled Out | Implemented
SCM2025A000019 | 819429 |  | OLT CHASSIS | MF-2 Chassis | Lightspan MF-2 240Gbps NT with network clock synchronization capabilities, without SFPs | 2 | Nokia | Nokia WH | 2025-02-15 |  | Gateway Regency Studios | SPBD | 2025-09-12 | Pulled Out | Implemented
SCM2025A000019 | 963929 |  | OLT CHASSIS | MF-2 Chassis | HiCap NT Redundancy/Load Sharing Redundancy SW Package; License per Network Element (1 NE = 1 subrack); | 1 | Nokia | Nokia WH | 2025-02-15 |  | Gateway Regency Studios | SPBD | 2025-09-12 | Pulled Out | Implemented
SCM2025A000019 | 805864 |  | OLT CHASSIS | MF-2 Chassis | Simplex patch cord, LC/UPC - SC 20m | 4 | Nokia | Nokia WH | 2025-02-15 |  | Gateway Regency Studios | SPBD | 2025-09-12 | Pulled Out | Implemented
SCM2025A000019 | 819427 |  | OLT CHASSIS | MF-2 Chassis | Positive Power Cable /10m | 2 | Nokia | Nokia WH | 2025-02-15 |  | Gateway Regency Studios | SPBD | 2025-09-12 | Pulled Out | Implemented
SCM2025A000019 | 819428 |  | OLT CHASSIS | MF-2 Chassis | Positive Power Cable /10m | 2 | Nokia | Nokia WH | 2025-02-15 |  | Gateway Regency Studios | SPBD | 2025-09-12 | Pulled Out | Implemented
SCM2025A000019 | TBD |  | OLT CHASSIS | MF-2 Chassis | Lightspan MF-2 DC Power Cable ETSI 10m | 2 | Nokia | Nokia WH | 2025-02-15 |  | Gateway Regency Studios | SPBD | 2025-09-12 | Pulled Out | Implemented
SCM2025A000019 | 807134 |  | OLT CHASSIS | MF-2 Chassis | CA-Power Cable Ground Yellow/Green, M8 lug | 1 | Nokia | Nokia WH | 2025-02-15 |  | Gateway Regency Studios | SPBD | 2025-09-12 | Pulled Out | Implemented
SCM2025A000019 | 819464 |  | SERVICE CARDS | MF-2 Cards | GPON SFP B+ (C-temp) OLT | 8 | Nokia | Nokia WH | 2025-02-15 |  | Gateway Regency Studios | SPBD | 2025-09-12 | Pulled Out | Implemented
SCM2025A000019 | 819421 |  | SERVICE CARDS | MF-2 Cards | XGS-PON/GPON MPM B+ (28 dBm), C-temp | 8 | Nokia | Nokia WH | 2025-02-15 |  | Gateway Regency Studios | SPBD | 2025-09-12 | Pulled Out | Implemented
SCM2025A000019 | 819430 |  | SERVICE CARDS | MF-2 Cards | Lightspan MF 16port Multi-PON Line board | 1 | Nokia | Nokia WH | 2025-02-15 |  | Gateway Regency Studios | SPBD | 2025-09-12 | Pulled Out | Implemented
SCM2025A000019 | 963926 |  | SERVICE CARDS | MF-2 Cards | Lightspan RTU per PON port | 8 | Nokia | Nokia WH | 2025-02-15 |  | Gateway Regency Studios | SPBD | 2025-09-12 | Pulled Out | Implemented
SCM2025A000019 | 963928 |  | SERVICE CARDS | MF-2 Cards | 20Gbps per LT SW Package; License per LT which synchronizes at 20Gbps with the NT | 2 | Nokia | Nokia WH | 2025-02-15 |  | Gateway Regency Studios | SPBD | 2025-09-12 | Pulled Out | Implemented
SCM2025A000019 | 964488 |  | SERVICE CARDS | MF-2 Cards | Lightspan SDN activation fee on fiber LTs and units; License per linecard or single unit | 1 | Nokia | Nokia WH | 2025-02-15 |  | Gateway Regency Studios | SPBD | 2025-09-12 | Pulled Out | Implemented
SCM2025A000019 | 964486 |  | SERVICE CARDS | MF-2 Cards | Lightspan MPM-PON (GPON/XGSPON) enablement package; License per MPM-PON port | 8 | Nokia | Nokia WH | 2025-02-15 |  | Gateway Regency Studios | SPBD | 2025-09-12 | Pulled Out | Implemented
SCM2025A000019 | 806277 |  | SERVICE CARDS | MF-2 Cards | Simplex patch cord, SC/UPC -SC/UPC 15m | 16 | Nokia | Nokia WH | 2025-02-15 |  | Gateway Regency Studios | SPBD | 2025-09-12 | Pulled Out | Implemented
SCM2025A000019 | 819435 |  | HOUSING | NOKIA INDOOR RACK | Indoor rack 19"ETSI rack, 6620A(2000??600??600-A,42U), incl. Grouding bar, Operation environment: >-5 ?? ?? +40 ?? | 1 | Nokia | Nokia WH | 2025-02-15 |  | Gateway Regency Studios | SPBD | 2025-09-12 | Pulled Out | Implemented
SCM2025A000019 | 819499 |  | HOUSING | QODC | Quick deployment ODC (w/o battery) to accommodate ( 1*MF-2) | 1 | Nokia | Nokia WH | 2025-02-15 |  | Gateway Regency Studios | SPBD | 2025-09-12 | Pulled Out | Implemented
SCM2025A000019 | 819500 |  | HOUSING | QODC | Pole mounting kit | 1 | Nokia | Nokia WH | 2025-02-15 |  | Gateway Regency Studios | SPBD | 2025-09-12 | Pulled Out | Implemented
SCM2025A000019 | 819501 |  | HOUSING | QODC | Wall mounting kits | 1 | Nokia | Nokia WH | 2025-02-15 |  | Gateway Regency Studios | SPBD | 2025-09-12 | Pulled Out | Implemented
SCM2025A000019 | 819502 |  | HOUSING | QODC | Base pad plinth (ground installation) | 1 | Nokia | Nokia WH | 2025-02-15 |  | Gateway Regency Studios | SPBD | 2025-09-12 | Pulled Out | Implemented
SCM2025A000020 | 819411 |  | OLT CHASSIS | MF-2 Chassis | Lightspan MF-2 shelf incl. fan unit, w/o dust filter | 1 | Nokia | Nokia WH | 2025-02-15 |  | I - Land Residences Tower 1 | SPBD | 2026-02-11 | Pulled Out | Implemented
SCM2025A000020 | 819412 |  | OLT CHASSIS | MF-2 Chassis | Lightspan MF-2 DC power module | 2 | Nokia | Nokia WH | 2025-02-15 |  | I - Land Residences Tower 1 | SPBD | 2026-02-11 | Pulled Out | Implemented
SCM2025A000020 | 820215 |  | OLT CHASSIS | MF-2 Chassis | MA-Dummy LT | 1 | Nokia | Nokia WH | 2025-02-15 |  | I - Land Residences Tower 1 | SPBD | 2026-02-11 | Pulled Out | Implemented
SCM2025A000020 | 810266 |  | OLT CHASSIS | MF-2 Chassis | SFP+ Pluggable Optical Module, 10GE LR SM 1310nm, Duplex LC connector, 10km (6.2dB) | 2 | Nokia | Nokia WH | 2025-02-15 |  | I - Land Residences Tower 1 | SPBD | 2026-02-11 | Pulled Out | Implemented
SCM2025A000020 | 819429 |  | OLT CHASSIS | MF-2 Chassis | Lightspan MF-2 240Gbps NT with network clock synchronization capabilities, without SFPs | 2 | Nokia | Nokia WH | 2025-02-15 |  | I - Land Residences Tower 1 | SPBD | 2026-02-11 | Pulled Out | Implemented
SCM2025A000020 | 963929 |  | OLT CHASSIS | MF-2 Chassis | HiCap NT Redundancy/Load Sharing Redundancy SW Package; License per Network Element (1 NE = 1 subrack); | 1 | Nokia | Nokia WH | 2025-02-15 |  | I - Land Residences Tower 1 | SPBD | 2026-02-11 | Pulled Out | Implemented
SCM2025A000020 | 805864 |  | OLT CHASSIS | MF-2 Chassis | Simplex patch cord, LC/UPC - SC 20m | 4 | Nokia | Nokia WH | 2025-02-15 |  | I - Land Residences Tower 1 | SPBD | 2026-02-11 | Pulled Out | Implemented
SCM2025A000020 | 819427 |  | OLT CHASSIS | MF-2 Chassis | Positive Power Cable /10m | 2 | Nokia | Nokia WH | 2025-02-15 |  | I - Land Residences Tower 1 | SPBD | 2026-02-11 | Pulled Out | Implemented
SCM2025A000020 | 819428 |  | OLT CHASSIS | MF-2 Chassis | Positive Power Cable /10m | 2 | Nokia | Nokia WH | 2025-02-15 |  | I - Land Residences Tower 1 | SPBD | 2026-02-11 | Pulled Out | Implemented
SCM2025A000020 | TBD |  | OLT CHASSIS | MF-2 Chassis | Lightspan MF-2 DC Power Cable ETSI 10m | 2 | Nokia | Nokia WH | 2025-02-15 |  | I - Land Residences Tower 1 | SPBD | 2026-02-11 | Pulled Out | Implemented
SCM2025A000020 | 807134 |  | OLT CHASSIS | MF-2 Chassis | CA-Power Cable Ground Yellow/Green, M8 lug | 1 | Nokia | Nokia WH | 2025-02-15 |  | I - Land Residences Tower 1 | SPBD | 2026-02-11 | Pulled Out | Implemented
SCM2025A000020 | 819464 |  | SERVICE CARDS | MF-2 Cards | GPON SFP B+ (C-temp) OLT | 8 | Nokia | Nokia WH | 2025-02-15 |  | I - Land Residences Tower 1 | SPBD | 2026-02-11 | Pulled Out | Implemented
SCM2025A000020 | 819421 |  | SERVICE CARDS | MF-2 Cards | XGS-PON/GPON MPM B+ (28 dBm), C-temp | 8 | Nokia | Nokia WH | 2025-02-15 |  | I - Land Residences Tower 1 | SPBD | 2026-02-11 | Pulled Out | Implemented
SCM2025A000020 | 819430 |  | SERVICE CARDS | MF-2 Cards | Lightspan MF 16port Multi-PON Line board | 1 | Nokia | Nokia WH | 2025-02-15 |  | I - Land Residences Tower 1 | SPBD | 2026-02-11 | Pulled Out | Implemented
SCM2025A000020 | 963926 |  | SERVICE CARDS | MF-2 Cards | Lightspan RTU per PON port | 8 | Nokia | Nokia WH | 2025-02-15 |  | I - Land Residences Tower 1 | SPBD | 2026-02-11 | Pulled Out | Implemented
SCM2025A000020 | 963928 |  | SERVICE CARDS | MF-2 Cards | 20Gbps per LT SW Package; License per LT which synchronizes at 20Gbps with the NT | 2 | Nokia | Nokia WH | 2025-02-15 |  | I - Land Residences Tower 1 | SPBD | 2026-02-11 | Pulled Out | Implemented
SCM2025A000020 | 964488 |  | SERVICE CARDS | MF-2 Cards | Lightspan SDN activation fee on fiber LTs and units; License per linecard or single unit | 1 | Nokia | Nokia WH | 2025-02-15 |  | I - Land Residences Tower 1 | SPBD | 2026-02-11 | Pulled Out | Implemented
SCM2025A000020 | 964486 |  | SERVICE CARDS | MF-2 Cards | Lightspan MPM-PON (GPON/XGSPON) enablement package; License per MPM-PON port | 8 | Nokia | Nokia WH | 2025-02-15 |  | I - Land Residences Tower 1 | SPBD | 2026-02-11 | Pulled Out | Implemented
SCM2025A000020 | 806277 |  | SERVICE CARDS | MF-2 Cards | Simplex patch cord, SC/UPC -SC/UPC 15m | 16 | Nokia | Nokia WH | 2025-02-15 |  | I - Land Residences Tower 1 | SPBD | 2026-02-11 | Pulled Out | Implemented
SCM2025A000020 | 819499 |  | HOUSING | QODC | Quick deployment ODC (w/o battery) to accommodate ( 1*MF-2) | 1 | Nokia | Nokia WH | 2025-02-15 |  | I - Land Residences Tower 1 | SPBD
SCM2025A000020 | 819500 |  | HOUSING | QODC | Pole mounting kit | 1 | Nokia | Nokia WH | 2025-02-15 |  | I - Land Residences Tower 1 | SPBD
SCM2025A000020 | 819501 |  | HOUSING | QODC | Wall mounting kits | 1 | Nokia | Nokia WH | 2025-02-15 |  | I - Land Residences Tower 1 | SPBD
SCM2025A000020 | 819502 |  | HOUSING | QODC | Base pad plinth (ground installation) | 1 | Nokia | Nokia WH | 2025-02-15 |  | I - Land Residences Tower 1 | SPBD
SCM2025A000020 | 819435 |  | HOUSING | NOKIA INDOOR RACK | Indoor rack | 1 | Nokia | Nokia WH | 2025-02-15 |  | I - Land Residences Tower 1 | SPBD | 2026-02-11 | Pulled Out | Implemented
SCM2025A000021 | 819411 |  | OLT CHASSIS | MF-2 Chassis | Lightspan MF-2 shelf incl. fan unit, w/o dust filter | 1 | Nokia | Nokia WH | 2025-02-15 |  | Four Seasons Riviera T3 | SPBD | 2025-08-06 | Pulled Out | Implemented
SCM2025A000021 | 819412 |  | OLT CHASSIS | MF-2 Chassis | Lightspan MF-2 DC power module | 2 | Nokia | Nokia WH | 2025-02-15 |  | Four Seasons Riviera T3 | SPBD | 2025-08-06 | Pulled Out | Implemented
SCM2025A000021 | 820215 |  | OLT CHASSIS | MF-2 Chassis | MA-Dummy LT | 1 | Nokia | Nokia WH | 2025-02-15 |  | Four Seasons Riviera T3 | SPBD | 2025-08-06 | Pulled Out | Implemented
SCM2025A000021 | 810266 |  | OLT CHASSIS | MF-2 Chassis | SFP+ Pluggable Optical Module, 10GE LR SM 1310nm, Duplex LC connector, 10km (6.2dB) | 2 | Nokia | Nokia WH | 2025-02-15 |  | Four Seasons Riviera T3 | SPBD | 2025-08-06 | Pulled Out | Implemented
SCM2025A000021 | 819429 |  | OLT CHASSIS | MF-2 Chassis | Lightspan MF-2 240Gbps NT with network clock synchronization capabilities, without SFPs | 2 | Nokia | Nokia WH | 2025-02-15 |  | Four Seasons Riviera T3 | SPBD | 2025-08-06 | Pulled Out | Implemented
SCM2025A000021 | 963929 |  | OLT CHASSIS | MF-2 Chassis | HiCap NT Redundancy/Load Sharing Redundancy SW Package; License per Network Element (1 NE = 1 subrack); | 1 | Nokia | Nokia WH | 2025-02-15 |  | Four Seasons Riviera T3 | SPBD | 2025-08-06 | Pulled Out | Implemented
SCM2025A000021 | 805864 |  | OLT CHASSIS | MF-2 Chassis | Simplex patch cord, LC/UPC - SC 20m | 4 | Nokia | Nokia WH | 2025-02-15 |  | Four Seasons Riviera T3 | SPBD | 2025-08-06 | Pulled Out | Implemented
SCM2025A000021 | 819427 |  | OLT CHASSIS | MF-2 Chassis | Positive Power Cable /10m | 2 | Nokia | Nokia WH | 2025-02-15 |  | Four Seasons Riviera T3 | SPBD | 2025-08-06 | Pulled Out | Implemented
SCM2025A000021 | 819428 |  | OLT CHASSIS | MF-2 Chassis | Positive Power Cable /10m | 2 | Nokia | Nokia WH | 2025-02-15 |  | Four Seasons Riviera T3 | SPBD | 2025-08-06 | Pulled Out | Implemented
SCM2025A000021 | TBD |  | OLT CHASSIS | MF-2 Chassis | Lightspan MF-2 DC Power Cable ETSI 10m | 2 | Nokia | Nokia WH | 2025-02-15 |  | Four Seasons Riviera T3 | SPBD | 2025-08-06 | Pulled Out | Implemented
SCM2025A000021 | 807134 |  | OLT CHASSIS | MF-2 Chassis | CA-Power Cable Ground Yellow/Green, M8 lug | 1 | Nokia | Nokia WH | 2025-02-15 |  | Four Seasons Riviera T3 | SPBD | 2025-08-06 | Pulled Out | Implemented
SCM2025A000021 | 819464 |  | SERVICE CARDS | MF-2 Cards | GPON SFP B+ (C-temp) OLT | 8 | Nokia | Nokia WH | 2025-02-15 |  | Four Seasons Riviera T3 | SPBD | 2025-08-06 | Pulled Out | Implemented
SCM2025A000021 | 819421 |  | SERVICE CARDS | MF-2 Cards | XGS-PON/GPON MPM B+ (28 dBm), C-temp | 8 | Nokia | Nokia WH | 2025-02-15 |  | Four Seasons Riviera T3 | SPBD | 2025-08-06 | Pulled Out | Implemented
SCM2025A000021 | 819430 |  | SERVICE CARDS | MF-2 Cards | Lightspan MF 16port Multi-PON Line board | 1 | Nokia | Nokia WH | 2025-02-15 |  | Four Seasons Riviera T3 | SPBD | 2025-08-06 | Pulled Out | Implemented
SCM2025A000021 | 963926 |  | SERVICE CARDS | MF-2 Cards | Lightspan RTU per PON port | 8 | Nokia | Nokia WH | 2025-02-15 |  | Four Seasons Riviera T3 | SPBD | 2025-08-06 | Pulled Out | Implemented
SCM2025A000021 | 963928 |  | SERVICE CARDS | MF-2 Cards | 20Gbps per LT SW Package; License per LT which synchronizes at 20Gbps with the NT | 2 | Nokia | Nokia WH | 2025-02-15 |  | Four Seasons Riviera T3 | SPBD | 2025-08-06 | Pulled Out | Implemented
SCM2025A000021 | 964488 |  | SERVICE CARDS | MF-2 Cards | Lightspan SDN activation fee on fiber LTs and units; License per linecard or single unit | 1 | Nokia | Nokia WH | 2025-02-15 |  | Four Seasons Riviera T3 | SPBD | 2025-08-06 | Pulled Out | Implemented
SCM2025A000021 | 964486 |  | SERVICE CARDS | MF-2 Cards | Lightspan MPM-PON (GPON/XGSPON) enablement package; License per MPM-PON port | 8 | Nokia | Nokia WH | 2025-02-15 |  | Four Seasons Riviera T3 | SPBD | 2025-08-06 | Pulled Out | Implemented
SCM2025A000021 | 806277 |  | SERVICE CARDS | MF-2 Cards | Simplex patch cord, SC/UPC -SC/UPC 15m | 16 | Nokia | Nokia WH | 2025-02-15 |  | Four Seasons Riviera T3 | SPBD | 2025-08-06 | Pulled Out | Implemented
SCM2025A000021 | 819435 |  | HOUSING | NOKIA INDOOR RACK | Indoor rack 19"ETSI rack, 6620A(2000??600??600-A,42U), incl. Grouding bar, Operation environment: >-5 ?? ?? +40 ?? | 1 | Nokia | Nokia WH | 2025-02-15 |  | Four Seasons Riviera T3 | SPBD | 2025-08-06 | Pulled Out | Implemented
SCM2025A000021 | 819499 |  | HOUSING | QODC | Quick deployment ODC (w/o battery) to accommodate ( 1*MF-2) | 1 | Nokia | Nokia WH | 2025-02-15 |  | Four Seasons Riviera T3 | SPBD | 2025-08-06 | Pulled Out | Implemented
SCM2025A000021 | 819500 |  | HOUSING | QODC | Pole mounting kit | 1 | Nokia | Nokia WH | 2025-02-15 |  | Four Seasons Riviera T3 | SPBD | 2025-08-06 | Pulled Out | Implemented
SCM2025A000021 | 819501 |  | HOUSING | QODC | Wall mounting kits | 1 | Nokia | Nokia WH | 2025-02-15 |  | Four Seasons Riviera T3 | SPBD | 2025-08-06 | Pulled Out | Implemented
SCM2025A000021 | 819502 |  | HOUSING | QODC | Base pad plinth (ground installation) | 1 | Nokia | Nokia WH | 2025-02-15 |  | Four Seasons Riviera T3 | SPBD | 2025-08-06 | Pulled Out | Implemented
SCM2025A000022 | 819413 |  | OLT CHASSIS | FX-4 Chassis | 7360 ISAM FX-4 shelf (ETSI variant), 48V only, incl. BFAN unit | 1 | Nokia | Nokia WH | 2025-02-15 |  | Casa Mira Towers Bacolod A | SPBD
SCM2025A000022 | 819414 |  | OLT CHASSIS | FX-4 Chassis | ISAM FX-4 Fiber Routing Kit | 1 | Nokia | Nokia WH | 2025-02-15 |  | Casa Mira Towers Bacolod A | SPBD
SCM2025A000022 |  |  | OLT CHASSIS | FX-4 Chassis | Universal dummy plate | 2 | Nokia | Nokia WH | 2025-02-15 |  | Casa Mira Towers Bacolod A | SPBD
SCM2025A000022 | 810266 |  | OLT CHASSIS | FX-4 Chassis | SFP+ Pluggable Optical Module, 10GE LR SM 1310nm, -40??C to +85??C, Duplex LC connector, 10km (6.2dB) | 2 | Nokia | Nokia WH | 2025-02-15 |  | Casa Mira Towers Bacolod A | SPBD
SCM2025A000022 | 819433 |  | OLT CHASSIS | FX-4 Chassis | 7360 ISAM FX 1280Gbps NT with network clock synchronization capabilities, without SFPs (ETSI variant) | 2 | Nokia | Nokia WH | 2025-02-15 |  | Casa Mira Towers Bacolod A | SPBD
SCM2025A000022 | 963929 |  | OLT CHASSIS | FX-4 Chassis | ISAM HiCap NT Redundancy/Load Sharing Redundancy SW Package; License per Network Element (1 NE = 1 subrack); | 1 | Nokia | Nokia WH | 2025-02-15 |  | Casa Mira Towers Bacolod A | SPBD
SCM2025A000022 | 805864 |  | OLT CHASSIS | FX-4 Chassis | Simplex patch cord, LC/UPC - SC 20m | 4 | Nokia | Nokia WH | 2025-02-15 |  | Casa Mira Towers Bacolod A | SPBD
SCM2025A000022 | 819427 |  | OLT CHASSIS | FX-4 Chassis | Positive Power Cable /10m | 2 | Nokia | Nokia WH | 2025-02-15 |  | Casa Mira Towers Bacolod A | SPBD
SCM2025A000022 | 819428 |  | OLT CHASSIS | FX-4 Chassis | Positive Power Cable /10m | 2 | Nokia | Nokia WH | 2025-02-15 |  | Casa Mira Towers Bacolod A | SPBD
SCM2025A000022 | 807134 |  | OLT CHASSIS | FX-4 Chassis | CA-Power Cable Ground Yellow/Green, M8 lug | 1 | Nokia | Nokia WH | 2025-02-15 |  | Casa Mira Towers Bacolod A | SPBD
SCM2025A000022 | 819464 |  | SERVICE CARDS | FX-4 Cards | GPON SFP B+ (C-temp) OLT | 8 | Nokia | Nokia WH | 2025-02-15 |  | Casa Mira Towers Bacolod A | SPBD
SCM2025A000022 | 819421 |  | SERVICE CARDS | FX-4 Cards | XGS-PON/GPON MPM B+ (28 dBm), C-temp | 8 | Nokia | Nokia WH | 2025-02-15 |  | Casa Mira Towers Bacolod A | SPBD
SCM2025A000022 | 819432 |  | SERVICE CARDS | FX-4 Cards | ISAM FX 16port GPON line card (Upgradable with Software license activation for XGS PON) | 1 | Nokia | Nokia WH | 2025-02-15 |  | Casa Mira Towers Bacolod A | SPBD
SCM2025A000022 | 963927 |  | SERVICE CARDS | FX-4 Cards | Software application fee per PON port | 8 | Nokia | Nokia WH | 2025-02-15 |  | Casa Mira Towers Bacolod A | SPBD
SCM2025A000022 | 963932 |  | SERVICE CARDS | FX-4 Cards | ISAM Software application fee per 10G PON port | 8 | Nokia | Nokia WH | 2025-02-15 |  | Casa Mira Towers Bacolod A | SPBD
SCM2025A000022 | 963928 |  | SERVICE CARDS | FX-4 Cards | ISAM 20Gbps per LT SW Package; License per LT which synchronizes at 20Gbps with the NT | 2 | Nokia | Nokia WH | 2025-02-15 |  | Casa Mira Towers Bacolod A | SPBD
SCM2025A000022 | 963930 |  | SERVICE CARDS | FX-4 Cards | ISAM FGUT-A upgrade SW package(Activate 10GPON license) /Per LT | 1 | Nokia | Nokia WH | 2025-02-15 |  | Casa Mira Towers Bacolod A | SPBD
SCM2025A000022 | 963931 |  | SERVICE CARDS | FX-4 Cards | ISAM MPM Software application fee per xPON port | 8 | Nokia | Nokia WH | 2025-02-15 |  | Casa Mira Towers Bacolod A | SPBD
SCM2025A000022 | 806277 |  | SERVICE CARDS | FX-4 Cards | Simplex patch cord, SC/UPC -SC/UPC 15m | 16 | Nokia | Nokia WH | 2025-02-15 |  | Casa Mira Towers Bacolod A | SPBD
SCM2025A000022 | 819435 |  | HOUSING | NOKIA INDOOR RACK | Indoor rack 19"ETSI rack, 6620A(2000??600??600-A,42U), incl. Grouding bar, Operation environment: >-5 ?? ?? +40 ?? | 1 | Nokia | Nokia WH | 2025-02-15 |  | Casa Mira Towers Bacolod A | SPBD
SCM2025A000022 | 816828 |  | HOUSING | LARGE ODC | ODC(Including Rectifer FP2 2KW*1 & 200Ah AGM battery)/20U equip. space ¦ (1120x700x1650) | 1 | Nokia | Nokia WH | 2025-02-15 |  | Casa Mira Towers Bacolod A | SPBD
SCM2025A000023 | 819411 |  | OLT CHASSIS | MF-2 Chassis | Lightspan MF-2 shelf incl. fan unit, w/o dust filter | 1 | Nokia | Nokia WH | 2025-02-15 |  | Ametrine at Portico | SPBD |  | For Installation
SCM2025A000023 | 819412 |  | OLT CHASSIS | MF-2 Chassis | Lightspan MF-2 DC power module | 2 | Nokia | Nokia WH | 2025-02-15 |  | Ametrine at Portico | SPBD |  | For Installation
SCM2025A000023 | 820215 |  | OLT CHASSIS | MF-2 Chassis | MA-Dummy LT | 1 | Nokia | Nokia WH | 2025-02-15 |  | Ametrine at Portico | SPBD |  | For Installation
SCM2025A000023 | 810266 |  | OLT CHASSIS | MF-2 Chassis | SFP+ Pluggable Optical Module, 10GE LR SM 1310nm, Duplex LC connector, 10km (6.2dB) | 2 | Nokia | Nokia WH | 2025-02-15 |  | Ametrine at Portico | SPBD |  | For Installation
SCM2025A000023 | 819429 |  | OLT CHASSIS | MF-2 Chassis | Lightspan MF-2 240Gbps NT with network clock synchronization capabilities, without SFPs | 2 | Nokia | Nokia WH | 2025-02-15 |  | Ametrine at Portico | SPBD |  | For Installation
SCM2025A000023 | 963929 |  | OLT CHASSIS | MF-2 Chassis | HiCap NT Redundancy/Load Sharing Redundancy SW Package; License per Network Element (1 NE = 1 subrack); | 1 | Nokia | Nokia WH | 2025-02-15 |  | Ametrine at Portico | SPBD |  | For Installation
SCM2025A000023 | 805864 |  | OLT CHASSIS | MF-2 Chassis | Simplex patch cord, LC/UPC - SC 20m | 4 | Nokia | Nokia WH | 2025-02-15 |  | Ametrine at Portico | SPBD |  | For Installation
SCM2025A000023 | 819427 |  | OLT CHASSIS | MF-2 Chassis | Positive Power Cable /10m | 2 | Nokia | Nokia WH | 2025-02-15 |  | Ametrine at Portico | SPBD |  | For Installation
SCM2025A000023 | 819428 |  | OLT CHASSIS | MF-2 Chassis | Positive Power Cable /10m | 2 | Nokia | Nokia WH | 2025-02-15 |  | Ametrine at Portico | SPBD |  | For Installation
SCM2025A000023 | TBD |  | OLT CHASSIS | MF-2 Chassis | Lightspan MF-2 DC Power Cable ETSI 10m | 2 | Nokia | Nokia WH | 2025-02-15 |  | Ametrine at Portico | SPBD |  | For Installation
SCM2025A000023 | 807134 |  | OLT CHASSIS | MF-2 Chassis | CA-Power Cable Ground Yellow/Green, M8 lug | 1 | Nokia | Nokia WH | 2025-02-15 |  | Ametrine at Portico | SPBD |  | For Installation
SCM2025A000023 | 819464 |  | SERVICE CARDS | MF-2 Cards | GPON SFP B+ (C-temp) OLT | 8 | Nokia | Nokia WH | 2025-02-15 |  | Ametrine at Portico | SPBD |  | For Installation
SCM2025A000023 | 819421 |  | SERVICE CARDS | MF-2 Cards | XGS-PON/GPON MPM B+ (28 dBm), C-temp | 8 | Nokia | Nokia WH | 2025-02-15 |  | Ametrine at Portico | SPBD |  | For Installation
SCM2025A000023 | 819430 |  | SERVICE CARDS | MF-2 Cards | Lightspan MF 16port Multi-PON Line board | 1 | Nokia | Nokia WH | 2025-02-15 |  | Ametrine at Portico | SPBD |  | For Installation
SCM2025A000023 | 963926 |  | SERVICE CARDS | MF-2 Cards | Lightspan RTU per PON port | 8 | Nokia | Nokia WH | 2025-02-15 |  | Ametrine at Portico | SPBD |  | For Installation
SCM2025A000023 | 963928 |  | SERVICE CARDS | MF-2 Cards | 20Gbps per LT SW Package; License per LT which synchronizes at 20Gbps with the NT | 2 | Nokia | Nokia WH | 2025-02-15 |  | Ametrine at Portico | SPBD |  | For Installation
SCM2025A000023 | 964488 |  | SERVICE CARDS | MF-2 Cards | Lightspan SDN activation fee on fiber LTs and units; License per linecard or single unit | 1 | Nokia | Nokia WH | 2025-02-15 |  | Ametrine at Portico | SPBD |  | For Installation
SCM2025A000023 | 964486 |  | SERVICE CARDS | MF-2 Cards | Lightspan MPM-PON (GPON/XGSPON) enablement package; License per MPM-PON port | 8 | Nokia | Nokia WH | 2025-02-15 |  | Ametrine at Portico | SPBD |  | For Installation
SCM2025A000023 | 806277 |  | SERVICE CARDS | MF-2 Cards | Simplex patch cord, SC/UPC -SC/UPC 15m | 16 | Nokia | Nokia WH | 2025-02-15 |  | Ametrine at Portico | SPBD |  | For Installation
SCM2025A000023 | 819435 |  | HOUSING | NOKIA INDOOR RACK | Indoor rack 19"ETSI rack, 6620A(2000??600??600-A,42U), incl. Grouding bar, Operation environment: >-5 ?? ?? +40 ?? | 1 | Nokia | Nokia WH | 2025-02-15 |  | Ametrine at Portico | SPBD |  | For Installation
SCM2025A000023 | 819499 |  | HOUSING | QODC | Quick deployment ODC (w/o battery) to accommodate ( 1*MF-2) | 1 | Nokia | Nokia WH | 2025-02-15 |  | Ametrine at Portico | SPBD |  | For Installation
SCM2025A000023 | 819500 |  | HOUSING | QODC | Pole mounting kit | 1 | Nokia | Nokia WH | 2025-02-15 |  | Ametrine at Portico | SPBD |  | For Installation
SCM2025A000023 | 819501 |  | HOUSING | QODC | Wall mounting kits | 1 | Nokia | Nokia WH | 2025-02-15 |  | Ametrine at Portico | SPBD |  | For Installation
SCM2025A000023 | 819502 |  | HOUSING | QODC | Base pad plinth (ground installation) | 1 | Nokia | Nokia WH | 2025-02-15 |  | Ametrine at Portico | SPBD |  | For Installation
SCM2025A000025 | 816828 |  | HOUSING | LARGE ODC | ODC(Including Rectifer FP2 2KW*1 & 200Ah AGM battery)/20U equip. space ¦ (1120x700x1650) | 1 | NOKIA | Nokia WH | 2026-02-15 |  | Orean Place Tower 1 | SPBD | 2025-04-26 | Pulled Out | Implemented
SCM2025A000026 | 816828 |  | HOUSING | LARGE ODC | ODC(Including Rectifer FP2 2KW*1 & 200Ah AGM battery)/20U equip. space ¦ (1120x700x1650) | 1 | NOKIA | Nokia WH | 2025-02-15 |  | Gateway Regency Studios | SPBD | 2025-09-12 | Pulled Out | Implemented
SCM2025A000027 | 816828 |  | HOUSING | LARGE ODC | ODC(Including Rectifer FP2 2KW*1 & 200Ah AGM battery)/20U equip. space ¦ (1120x700x1650) | 1 | NOKIA | Nokia WH | 2025-02-15 |  | I - Land Residences Tower 1 | SPBD | 2026-02-11 | Pulled Out | Implemented
SCM2025A000028 | 816828 |  | HOUSING | LARGE ODC | ODC(Including Rectifer FP2 2KW*1 & 200Ah AGM battery)/20U equip. space ¦ (1120x700x1650) | 1 | NOKIA | Nokia WH | 2025-02-21 |  | Four Seasons Riviera T3 | SPBD | 2025-08-06 | Pulled Out | Implemented
SCM2025A000029 | 816828 |  | HOUSING | LARGE ODC | ODC(Including Rectifer FP2 2KW*1 & 200Ah AGM battery)/20U equip. space ¦ (1120x700x1650) | 1 | NOKIA | Nokia WH | 2025-02-21 |  | Ametrine at Portico | SPBD |  | For Installation
SCM2024A000382 | 816828 |  | HOUSING | LARGE ODC | ODC(Including Rectifer FP2 2KW*1 & 200Ah AGM battery)/20U equip. space ¦ (1120x700x1650) | 1 | NOKIA | Nokia WH | 2026-02-15 | NCR9626 | Ananda Square |  | 2025-10-09 | Pulled Out | Implemented
SCM2024A000382 | 819413 |  | OLT CHASSIS | FX-4 Chassis | 7360 ISAM FX-4 shelf (ETSI variant), 48V only, incl. BFAN unit | 1 | NOKIA | Nokia WH | 2025-03-07 | NCR9627 | Ananda Square |  | 2025-10-09 | Pulled Out | Implemented
SCM2024A000382 | 819414 |  | OLT CHASSIS | FX-4 Chassis | ISAM FX-4 Fiber Routing Kit | 1 | NOKIA | Nokia WH | 2025-03-07 | NCR9627 | Ananda Square |  | 2025-10-09 | Pulled Out | Implemented
SCM2024A000382 |  |  | OLT CHASSIS | FX-4 Chassis | Universal dummy plate | 2 | NOKIA | Nokia WH | 2025-03-07 | NCR9627 | Ananda Square |  | 2025-10-09 | Pulled Out | Implemented
SCM2024A000382 | 810266 |  | OLT CHASSIS | FX-4 Chassis | SFP+ Pluggable Optical Module, 10GE LR SM 1310nm, -40°C to +85°C, Duplex LC connector, 10km (6.2dB) | 2 | NOKIA | Nokia WH | 2025-03-07 | NCR9627 | Ananda Square |  | 2025-10-09 | Pulled Out | Implemented
SCM2024A000382 | 819433 |  | OLT CHASSIS | FX-4 Chassis | 7360 ISAM FX 1280Gbps NT with network clock synchronization capabilities, without SFPs (ETSI variant) | 2 | NOKIA | Nokia WH | 2025-03-07 | NCR9627 | Ananda Square |  | 2025-10-09 | Pulled Out | Implemented
SCM2024A000382 | 963929 |  | OLT CHASSIS | FX-4 Chassis | ISAM HiCap NT Redundancy/Load Sharing Redundancy SW Package; License per Network Element (1 NE = 1 subrack); | 1 | NOKIA | Nokia WH | 2025-03-07 | NCR9627 | Ananda Square |  | 2025-10-09 | Pulled Out | Implemented
SCM2024A000382 | 805864 |  | OLT CHASSIS | FX-4 Chassis | Simplex patch cord, LC/UPC - SC 20m | 4 | NOKIA | Nokia WH | 2025-03-07 | NCR9627 | Ananda Square |  | 2025-10-09 | Pulled Out | Implemented
SCM2024A000382 | 819427 |  | OLT CHASSIS | FX-4 Chassis | Positive Power Cable /10m | 2 | NOKIA | Nokia WH | 2025-03-07 | NCR9627 | Ananda Square |  | 2025-10-09 | Pulled Out | Implemented
SCM2024A000382 | 819428 |  | OLT CHASSIS | FX-4 Chassis | Positive Power Cable /10m | 2 | NOKIA | Nokia WH | 2025-03-07 | NCR9627 | Ananda Square |  | 2025-10-09 | Pulled Out | Implemented
SCM2024A000382 | 807134 |  | OLT CHASSIS | FX-4 Chassis | CA-Power Cable Ground Yellow/Green, M8 lug | 1 | NOKIA | Nokia WH | 2025-03-07 | NCR9627 | Ananda Square |  | 2025-10-09 | Pulled Out | Implemented
SCM2024A000382 | 819464 |  | SERVICE CARDS | FX-4 Cards | GPON SFP B+ (C-temp) OLT | 16 | NOKIA | Nokia WH | 2025-03-07 | NCR9627 | Ananda Square |  | 2025-10-09 | Pulled Out | Implemented
SCM2024A000382 | 819421 |  | SERVICE CARDS | FX-4 Cards | XGS-PON/GPON MPM B+ (28 dBm), C-temp | 16 | NOKIA | Nokia WH | 2025-03-07 | NCR9627 | Ananda Square |  | 2025-10-09 | Pulled Out | Implemented
SCM2024A000382 | 819432 |  | SERVICE CARDS | FX-4 Cards | ISAM FX 16port GPON line card (Upgradable with Software license activation for XGS PON) | 2 | NOKIA | Nokia WH | 2025-03-07 | NCR9627 | Ananda Square |  | 2025-10-09 | Pulled Out | Implemented
SCM2024A000382 | 963927 |  | SERVICE CARDS | FX-4 Cards | Software application fee per PON port | 16 | NOKIA | Nokia WH | 2025-03-07 | NCR9627 | Ananda Square |  | 2025-10-09 | Pulled Out | Implemented
SCM2024A000382 | 963932 |  | SERVICE CARDS | FX-4 Cards | ISAM Software application fee per 10G PON port | 16 | NOKIA | Nokia WH | 2025-03-07 | NCR9627 | Ananda Square |  | 2025-10-09 | Pulled Out | Implemented
SCM2024A000382 | 963928 |  | SERVICE CARDS | FX-4 Cards | ISAM 20Gbps per LT SW Package; License per LT which synchronizes at 20Gbps with the NT | 4 | NOKIA | Nokia WH | 2025-03-07 | NCR9627 | Ananda Square |  | 2025-10-09 | Pulled Out | Implemented
SCM2024A000382 | 963930 |  | SERVICE CARDS | FX-4 Cards | ISAM FGUT-A upgrade SW package(Activate 10GPON license) /Per LT | 2 | NOKIA | Nokia WH | 2025-03-07 | NCR9627 | Ananda Square |  | 2025-10-09 | Pulled Out | Implemented
SCM2024A000382 | 963931 |  | SERVICE CARDS | FX-4 Cards | ISAM MPM Software application fee per xPON port | 16 | NOKIA | Nokia WH | 2025-03-07 | NCR9627 | Ananda Square |  | 2025-10-09 | Pulled Out | Implemented
SCM2024A000382 | 806277 |  | SERVICE CARDS | FX-4 Cards | Simplex patch cord, SC/UPC -SC/UPC 15m | 32 | NOKIA | Nokia WH | 2025-03-07 | NCR9627 | Ananda Square |  | 2025-10-09 | Pulled Out | Implemented
SCM2025A000051 | 819464 |  | SERVICE CARDS | MF-2 Cards | GPON SFP B+ (C-temp) OLT | 8 | Nokia | Nokia WH | 2025-03-13 | VIS562 | ZARRA |  | 2025-03-13 | Pulled Out | Implemented
SCM2025A000051 | 819421 |  | SERVICE CARDS | MF-2 Cards | XGS-PON/GPON MPM B+ (28 dBm), C-temp | 8 | Nokia | Nokia WH | 2025-03-13 | VIS562 | ZARRA |  | 2025-03-13 | Pulled Out | Implemented
SCM2025A000051 | 819430 |  | SERVICE CARDS | MF-2 Cards | Lightspan MF 16port Multi-PON Line board | 1 | Nokia | Nokia WH | 2025-03-13 | VIS562 | ZARRA |  | 2025-03-13 | Pulled Out | Implemented
SCM2025A000051 | 963926 |  | SERVICE CARDS | MF-2 Cards | Lightspan RTU per PON port | 8 | Nokia | Nokia WH | 2025-03-13 | VIS562 | ZARRA |  | 2025-03-13 | Pulled Out | Implemented
SCM2025A000051 | 963928 |  | SERVICE CARDS | MF-2 Cards | 20Gbps per LT SW Package; License per LT which synchronizes at 20Gbps with the NT | 2 | Nokia | Nokia WH | 2025-03-13 | VIS562 | ZARRA |  | 2025-03-13 | Pulled Out | Implemented
SCM2025A000051 | 964488 |  | SERVICE CARDS | MF-2 Cards | Lightspan SDN activation fee on fiber LTs and units; License per linecard or single unit | 1 | Nokia | Nokia WH | 2025-03-13 | VIS562 | ZARRA |  | 2025-03-13 | Pulled Out | Implemented
SCM2025A000051 | 964486 |  | SERVICE CARDS | MF-2 Cards | Lightspan MPM-PON (GPON/XGSPON) enablement package; License per MPM-PON port | 8 | Nokia | Nokia WH | 2025-03-13 | VIS562 | ZARRA |  | 2025-03-13 | Pulled Out | Implemented
SCM2025A000051 | 806277 |  | SERVICE CARDS | MF-2 Cards | Simplex patch cord, SC/UPC -SC/UPC 15m | 16 | Nokia | Nokia WH | 2025-03-13 | VIS562 | ZARRA |  | 2025-03-13 | Pulled Out | Implemented
SCM2025A000043 | 819411 |  | OLT CHASSIS | MF-2 Chassis | Lightspan MF-2 shelf incl. fan unit, w/o dust filter | 1 | Nokia | Nokia WH | 2025-03-07 | VIS3132 | The Pearl Global Residences
SCM2025A000043 | 819412 |  | OLT CHASSIS | MF-2 Chassis | Lightspan MF-2 DC power module | 2 | Nokia | Nokia WH | 2025-03-07 | VIS3132 | The Pearl Global Residences
SCM2025A000043 | 820215 |  | OLT CHASSIS | MF-2 Chassis | MA-Dummy LT | 1 | Nokia | Nokia WH | 2025-03-07 | VIS3132 | The Pearl Global Residences
SCM2025A000043 | 810266 |  | OLT CHASSIS | MF-2 Chassis | SFP+ Pluggable Optical Module, 10GE LR SM 1310nm, Duplex LC connector, 10km (6.2dB) | 2 | Nokia | Nokia WH | 2025-03-07 | VIS3132 | The Pearl Global Residences
SCM2025A000043 | 819429 |  | OLT CHASSIS | MF-2 Chassis | Lightspan MF-2 240Gbps NT with network clock synchronization capabilities, without SFPs | 2 | Nokia | Nokia WH | 2025-03-07 | VIS3132 | The Pearl Global Residences
SCM2025A000043 | 963929 |  | OLT CHASSIS | MF-2 Chassis | HiCap NT Redundancy/Load Sharing Redundancy SW Package; License per Network Element (1 NE = 1 subrack); | 1 | Nokia | Nokia WH | 2025-03-07 | VIS3132 | The Pearl Global Residences
SCM2025A000043 | 805864 |  | OLT CHASSIS | MF-2 Chassis | Simplex patch cord, LC/UPC - SC 20m | 4 | Nokia | Nokia WH | 2025-03-07 | VIS3132 | The Pearl Global Residences
SCM2025A000043 | 819427 |  | OLT CHASSIS | MF-2 Chassis | Positive Power Cable /10m | 2 | Nokia | Nokia WH | 2025-03-07 | VIS3132 | The Pearl Global Residences
SCM2025A000043 | 819428 |  | OLT CHASSIS | MF-2 Chassis | Positive Power Cable /10m | 2 | Nokia | Nokia WH | 2025-03-07 | VIS3132 | The Pearl Global Residences
SCM2025A000043 | TBD |  | OLT CHASSIS | MF-2 Chassis | Lightspan MF-2 DC Power Cable ETSI 10m | 2 | Nokia | Nokia WH | 2025-03-07 | VIS3132 | The Pearl Global Residences
SCM2025A000043 | 807134 |  | OLT CHASSIS | MF-2 Chassis | CA-Power Cable Ground Yellow/Green, M8 lug | 1 | Nokia | Nokia WH | 2025-03-07 | VIS3132 | The Pearl Global Residences
SCM2025A000043 | 819464 | 3FE53441AA | SERVICE CARDS | MF-2 Cards | GPON SFP B+ (C-temp) OLT | 8 | Nokia | Nokia WH | 2025-03-07 | VIS3132 | The Pearl Global Residences
SCM2025A000043 | 819421 | 3FE47581AB | SERVICE CARDS | MF-2 Cards | XGS-PON/GPON MPM B+ (28 dBm), C-temp | 8 | Nokia | Nokia WH | 2025-03-07 | VIS3132 | The Pearl Global Residences
SCM2025A000043 | 819430 | 3FE76353AA | SERVICE CARDS | MF-2 Cards | Lightspan MF 16port Multi-PON Line board | 1 | Nokia | Nokia WH | 2025-03-07 | VIS3132 | The Pearl Global Residences
SCM2025A000043 | 963926 | 3FE76877AC | SERVICE CARDS | MF-2 Cards | Lightspan RTU per PON port | 8 | Nokia | Nokia WH | 2025-03-07 | VIS3132 | The Pearl Global Residences
SCM2025A000043 | 963928 | 3EC17929MT | SERVICE CARDS | MF-2 Cards | 20Gbps per LT SW Package; License per LT which synchronizes at 20Gbps with the NT | 2 | Nokia | Nokia WH | 2025-03-07 | VIS3132 | The Pearl Global Residences
SCM2025A000043 | 964488 | 3FE76877ZA | SERVICE CARDS | MF-2 Cards | Lightspan SDN activation fee on fiber LTs and units; License per linecard or single unit | 1 | Nokia | Nokia WH | 2025-03-07 | VIS3132 | The Pearl Global Residences
SCM2025A000043 | 964486 | 3FE76877FA | SERVICE CARDS | MF-2 Cards | Lightspan MPM-PON (GPON/XGSPON) enablement package; License per MPM-PON port | 8 | Nokia | Nokia WH | 2025-03-07 | VIS3132 | The Pearl Global Residences
SCM2025A000043 | 806277 | 3FE28521GLAA | SERVICE CARDS | MF-2 Cards | Simplex patch cord, SC/UPC -SC/UPC 15m | 16 | Nokia | Nokia WH | 2025-03-07 | VIS3132 | The Pearl Global Residences
SCM2025A000044 | 819411 |  | OLT CHASSIS | MF-2 Chassis | Lightspan MF-2 shelf incl. fan unit, w/o dust filter | 1 | Nokia | Nokia WH | 2025-03-07 | MIN1053 | Casa Mira Tower A - LPU Davao
SCM2025A000044 | 819412 |  | OLT CHASSIS | MF-2 Chassis | Lightspan MF-2 DC power module | 2 | Nokia | Nokia WH | 2025-03-07 | MIN1053 | Casa Mira Tower A - LPU Davao
SCM2025A000044 | 820215 |  | OLT CHASSIS | MF-2 Chassis | MA-Dummy LT | 1 | Nokia | Nokia WH | 2025-03-07 | MIN1053 | Casa Mira Tower A - LPU Davao
SCM2025A000044 | 810266 |  | OLT CHASSIS | MF-2 Chassis | SFP+ Pluggable Optical Module, 10GE LR SM 1310nm, Duplex LC connector, 10km (6.2dB) | 2 | Nokia | Nokia WH | 2025-03-07 | MIN1053 | Casa Mira Tower A - LPU Davao
SCM2025A000044 | 819429 |  | OLT CHASSIS | MF-2 Chassis | Lightspan MF-2 240Gbps NT with network clock synchronization capabilities, without SFPs | 2 | Nokia | Nokia WH | 2025-03-07 | MIN1053 | Casa Mira Tower A - LPU Davao
SCM2025A000044 | 963929 |  | OLT CHASSIS | MF-2 Chassis | HiCap NT Redundancy/Load Sharing Redundancy SW Package; License per Network Element (1 NE = 1 subrack); | 1 | Nokia | Nokia WH | 2025-03-07 | MIN1053 | Casa Mira Tower A - LPU Davao
SCM2025A000044 | 805864 |  | OLT CHASSIS | MF-2 Chassis | Simplex patch cord, LC/UPC - SC 20m | 4 | Nokia | Nokia WH | 2025-03-07 | MIN1053 | Casa Mira Tower A - LPU Davao
SCM2025A000044 | 819427 |  | OLT CHASSIS | MF-2 Chassis | Positive Power Cable /10m | 2 | Nokia | Nokia WH | 2025-03-07 | MIN1053 | Casa Mira Tower A - LPU Davao
SCM2025A000044 | 819428 |  | OLT CHASSIS | MF-2 Chassis | Positive Power Cable /10m | 2 | Nokia | Nokia WH | 2025-03-07 | MIN1053 | Casa Mira Tower A - LPU Davao
SCM2025A000044 | TBD |  | OLT CHASSIS | MF-2 Chassis | Lightspan MF-2 DC Power Cable ETSI 10m | 2 | Nokia | Nokia WH | 2025-03-07 | MIN1053 | Casa Mira Tower A - LPU Davao
SCM2025A000044 | 807134 |  | OLT CHASSIS | MF-2 Chassis | CA-Power Cable Ground Yellow/Green, M8 lug | 1 | Nokia | Nokia WH | 2025-03-07 | MIN1053 | Casa Mira Tower A - LPU Davao
SCM2025A000044 | 819464 | 3FE53441AA | SERVICE CARDS | MF-2 Cards | GPON SFP B+ (C-temp) OLT | 8 | Nokia | Nokia WH | 2025-03-07 | MIN1053 | Casa Mira Tower A - LPU Davao
SCM2025A000044 | 819421 | 3FE47581AB | SERVICE CARDS | MF-2 Cards | XGS-PON/GPON MPM B+ (28 dBm), C-temp | 8 | Nokia | Nokia WH | 2025-03-07 | MIN1053 | Casa Mira Tower A - LPU Davao
SCM2025A000044 | 819430 | 3FE76353AA | SERVICE CARDS | MF-2 Cards | Lightspan MF 16port Multi-PON Line board | 1 | Nokia | Nokia WH | 2025-03-07 | MIN1053 | Casa Mira Tower A - LPU Davao
SCM2025A000044 | 963926 | 3FE76877AC | SERVICE CARDS | MF-2 Cards | Lightspan RTU per PON port | 8 | Nokia | Nokia WH | 2025-03-07 | MIN1053 | Casa Mira Tower A - LPU Davao
SCM2025A000044 | 963928 | 3EC17929MT | SERVICE CARDS | MF-2 Cards | 20Gbps per LT SW Package; License per LT which synchronizes at 20Gbps with the NT | 2 | Nokia | Nokia WH | 2025-03-07 | MIN1053 | Casa Mira Tower A - LPU Davao
SCM2025A000044 | 964488 | 3FE76877ZA | SERVICE CARDS | MF-2 Cards | Lightspan SDN activation fee on fiber LTs and units; License per linecard or single unit | 1 | Nokia | Nokia WH | 2025-03-07 | MIN1053 | Casa Mira Tower A - LPU Davao
SCM2025A000044 | 964486 | 3FE76877FA | SERVICE CARDS | MF-2 Cards | Lightspan MPM-PON (GPON/XGSPON) enablement package; License per MPM-PON port | 8 | Nokia | Nokia WH | 2025-03-07 | MIN1053 | Casa Mira Tower A - LPU Davao
SCM2025A000044 | 806277 | 3FE28521GLAA | SERVICE CARDS | MF-2 Cards | Simplex patch cord, SC/UPC -SC/UPC 15m | 16 | Nokia | Nokia WH | 2025-03-07 | MIN1053 | Casa Mira Tower A - LPU Davao
SCM2025A000045 | 819411 |  | OLT CHASSIS | MF-2 Chassis | Lightspan MF-2 shelf incl. fan unit, w/o dust filter | 1 | Nokia | Nokia WH | 2025-03-07 | MIN4840 | One Lakeshore Drive T3
SCM2025A000045 | 819412 |  | OLT CHASSIS | MF-2 Chassis | Lightspan MF-2 DC power module | 2 | Nokia | Nokia WH | 2025-03-07 | MIN4840 | One Lakeshore Drive T3
SCM2025A000045 | 820215 |  | OLT CHASSIS | MF-2 Chassis | MA-Dummy LT | 1 | Nokia | Nokia WH | 2025-03-07 | MIN4840 | One Lakeshore Drive T3
SCM2025A000045 | 810266 |  | OLT CHASSIS | MF-2 Chassis | SFP+ Pluggable Optical Module, 10GE LR SM 1310nm, Duplex LC connector, 10km (6.2dB) | 2 | Nokia | Nokia WH | 2025-03-07 | MIN4840 | One Lakeshore Drive T3
SCM2025A000045 | 819429 |  | OLT CHASSIS | MF-2 Chassis | Lightspan MF-2 240Gbps NT with network clock synchronization capabilities, without SFPs | 2 | Nokia | Nokia WH | 2025-03-07 | MIN4840 | One Lakeshore Drive T3
SCM2025A000045 | 963929 |  | OLT CHASSIS | MF-2 Chassis | HiCap NT Redundancy/Load Sharing Redundancy SW Package; License per Network Element (1 NE = 1 subrack); | 1 | Nokia | Nokia WH | 2025-03-07 | MIN4840 | One Lakeshore Drive T3
SCM2025A000045 | 805864 |  | OLT CHASSIS | MF-2 Chassis | Simplex patch cord, LC/UPC - SC 20m | 4 | Nokia | Nokia WH | 2025-03-07 | MIN4840 | One Lakeshore Drive T3
SCM2025A000045 | 819427 |  | OLT CHASSIS | MF-2 Chassis | Positive Power Cable /10m | 2 | Nokia | Nokia WH | 2025-03-07 | MIN4840 | One Lakeshore Drive T3
SCM2025A000045 | 819428 |  | OLT CHASSIS | MF-2 Chassis | Positive Power Cable /10m | 2 | Nokia | Nokia WH | 2025-03-07 | MIN4840 | One Lakeshore Drive T3
SCM2025A000045 | TBD |  | OLT CHASSIS | MF-2 Chassis | Lightspan MF-2 DC Power Cable ETSI 10m | 2 | Nokia | Nokia WH | 2025-03-07 | MIN4840 | One Lakeshore Drive T3
SCM2025A000045 | 807134 |  | OLT CHASSIS | MF-2 Chassis | CA-Power Cable Ground Yellow/Green, M8 lug | 1 | Nokia | Nokia WH | 2025-03-07 | MIN4840 | One Lakeshore Drive T3
SCM2025A000045 | 819464 | 3FE53441AA | SERVICE CARDS | MF-2 Cards | GPON SFP B+ (C-temp) OLT | 8 | Nokia | Nokia WH | 2025-03-07 | MIN4840 | One Lakeshore Drive T3
SCM2025A000045 | 819421 | 3FE47581AB | SERVICE CARDS | MF-2 Cards | XGS-PON/GPON MPM B+ (28 dBm), C-temp | 8 | Nokia | Nokia WH | 2025-03-07 | MIN4840 | One Lakeshore Drive T3
SCM2025A000045 | 819430 | 3FE76353AA | SERVICE CARDS | MF-2 Cards | Lightspan MF 16port Multi-PON Line board | 1 | Nokia | Nokia WH | 2025-03-07 | MIN4840 | One Lakeshore Drive T3
SCM2025A000045 | 963926 | 3FE76877AC | SERVICE CARDS | MF-2 Cards | Lightspan RTU per PON port | 8 | Nokia | Nokia WH | 2025-03-07 | MIN4840 | One Lakeshore Drive T3
SCM2025A000045 | 963928 | 3EC17929MT | SERVICE CARDS | MF-2 Cards | 20Gbps per LT SW Package; License per LT which synchronizes at 20Gbps with the NT | 2 | Nokia | Nokia WH | 2025-03-07 | MIN4840 | One Lakeshore Drive T3
SCM2025A000045 | 964488 | 3FE76877ZA | SERVICE CARDS | MF-2 Cards | Lightspan SDN activation fee on fiber LTs and units; License per linecard or single unit | 1 | Nokia | Nokia WH | 2025-03-07 | MIN4840 | One Lakeshore Drive T3
SCM2025A000045 | 964486 | 3FE76877FA | SERVICE CARDS | MF-2 Cards | Lightspan MPM-PON (GPON/XGSPON) enablement package; License per MPM-PON port | 8 | Nokia | Nokia WH | 2025-03-07 | MIN4840 | One Lakeshore Drive T3
SCM2025A000045 | 806277 | 3FE28521GLAA | SERVICE CARDS | MF-2 Cards | Simplex patch cord, SC/UPC -SC/UPC 15m | 16 | Nokia | Nokia WH | 2025-03-07 | MIN4840 | One Lakeshore Drive T3
SCM2025A000046 | 819411 |  | OLT CHASSIS | MF-2 Chassis | Lightspan MF-2 shelf incl. fan unit, w/o dust filter | 1 | Nokia | Nokia WH | 2025-03-07 | VIS4212 | Ayala Malls Gatewalk Central
SCM2025A000046 | 819412 |  | OLT CHASSIS | MF-2 Chassis | Lightspan MF-2 DC power module | 2 | Nokia | Nokia WH | 2025-03-07 | VIS4212 | Ayala Malls Gatewalk Central
SCM2025A000046 | 820215 |  | OLT CHASSIS | MF-2 Chassis | MA-Dummy LT | 1 | Nokia | Nokia WH | 2025-03-07 | VIS4212 | Ayala Malls Gatewalk Central
SCM2025A000046 | 810266 |  | OLT CHASSIS | MF-2 Chassis | SFP+ Pluggable Optical Module, 10GE LR SM 1310nm, Duplex LC connector, 10km (6.2dB) | 2 | Nokia | Nokia WH | 2025-03-07 | VIS4212 | Ayala Malls Gatewalk Central
SCM2025A000046 | 819429 |  | OLT CHASSIS | MF-2 Chassis | Lightspan MF-2 240Gbps NT with network clock synchronization capabilities, without SFPs | 2 | Nokia | Nokia WH | 2025-03-07 | VIS4212 | Ayala Malls Gatewalk Central
SCM2025A000046 | 963929 |  | OLT CHASSIS | MF-2 Chassis | HiCap NT Redundancy/Load Sharing Redundancy SW Package; License per Network Element (1 NE = 1 subrack); | 1 | Nokia | Nokia WH | 2025-03-07 | VIS4212 | Ayala Malls Gatewalk Central
SCM2025A000046 | 805864 |  | OLT CHASSIS | MF-2 Chassis | Simplex patch cord, LC/UPC - SC 20m | 4 | Nokia | Nokia WH | 2025-03-07 | VIS4212 | Ayala Malls Gatewalk Central
SCM2025A000046 | 819427 |  | OLT CHASSIS | MF-2 Chassis | Positive Power Cable /10m | 2 | Nokia | Nokia WH | 2025-03-07 | VIS4212 | Ayala Malls Gatewalk Central
SCM2025A000046 | 819428 |  | OLT CHASSIS | MF-2 Chassis | Positive Power Cable /10m | 2 | Nokia | Nokia WH | 2025-03-07 | VIS4212 | Ayala Malls Gatewalk Central
SCM2025A000046 | TBD |  | OLT CHASSIS | MF-2 Chassis | Lightspan MF-2 DC Power Cable ETSI 10m | 2 | Nokia | Nokia WH | 2025-03-07 | VIS4212 | Ayala Malls Gatewalk Central
SCM2025A000046 | 807134 |  | OLT CHASSIS | MF-2 Chassis | CA-Power Cable Ground Yellow/Green, M8 lug | 1 | Nokia | Nokia WH | 2025-03-07 | VIS4212 | Ayala Malls Gatewalk Central
SCM2025A000046 | 819464 | 3FE53441AA | SERVICE CARDS | MF-2 Cards | GPON SFP B+ (C-temp) OLT | 8 | Nokia | Nokia WH | 2025-03-07 | VIS4212 | Ayala Malls Gatewalk Central
SCM2025A000046 | 819421 | 3FE47581AB | SERVICE CARDS | MF-2 Cards | XGS-PON/GPON MPM B+ (28 dBm), C-temp | 8 | Nokia | Nokia WH | 2025-03-07 | VIS4212 | Ayala Malls Gatewalk Central
SCM2025A000046 | 819430 | 3FE76353AA | SERVICE CARDS | MF-2 Cards | Lightspan MF 16port Multi-PON Line board | 1 | Nokia | Nokia WH | 2025-03-07 | VIS4212 | Ayala Malls Gatewalk Central
SCM2025A000046 | 963926 | 3FE76877AC | SERVICE CARDS | MF-2 Cards | Lightspan RTU per PON port | 8 | Nokia | Nokia WH | 2025-03-07 | VIS4212 | Ayala Malls Gatewalk Central
SCM2025A000046 | 963928 | 3EC17929MT | SERVICE CARDS | MF-2 Cards | 20Gbps per LT SW Package; License per LT which synchronizes at 20Gbps with the NT | 2 | Nokia | Nokia WH | 2025-03-07 | VIS4212 | Ayala Malls Gatewalk Central
SCM2025A000046 | 964488 | 3FE76877ZA | SERVICE CARDS | MF-2 Cards | Lightspan SDN activation fee on fiber LTs and units; License per linecard or single unit | 1 | Nokia | Nokia WH | 2025-03-07 | VIS4212 | Ayala Malls Gatewalk Central
SCM2025A000046 | 964486 | 3FE76877FA | SERVICE CARDS | MF-2 Cards | Lightspan MPM-PON (GPON/XGSPON) enablement package; License per MPM-PON port | 8 | Nokia | Nokia WH | 2025-03-07 | VIS4212 | Ayala Malls Gatewalk Central
SCM2025A000046 | 806277 | 3FE28521GLAA | SERVICE CARDS | MF-2 Cards | Simplex patch cord, SC/UPC -SC/UPC 15m | 16 | Nokia | Nokia WH | 2025-03-07 | VIS4212 | Ayala Malls Gatewalk Central
SCM2025A000047 | 819411 |  | OLT CHASSIS | MF-2 Chassis | Lightspan MF-2 shelf incl. fan unit, w/o dust filter | 1 | Nokia | Nokia WH | 2025-03-07 | VIS1870 | Atria Technohub 1 |  | 2025-11-24 | Pulled Out | Implemented
SCM2025A000047 | 819412 |  | OLT CHASSIS | MF-2 Chassis | Lightspan MF-2 DC power module | 2 | Nokia | Nokia WH | 2025-03-07 | VIS1870 | Atria Technohub 1 |  | 2025-11-24 | Pulled Out | Implemented
SCM2025A000047 | 820215 |  | OLT CHASSIS | MF-2 Chassis | MA-Dummy LT | 1 | Nokia | Nokia WH | 2025-03-07 | VIS1870 | Atria Technohub 1 |  | 2025-11-24 | Pulled Out | Implemented
SCM2025A000047 | 810266 |  | OLT CHASSIS | MF-2 Chassis | SFP+ Pluggable Optical Module, 10GE LR SM 1310nm, Duplex LC connector, 10km (6.2dB) | 2 | Nokia | Nokia WH | 2025-03-07 | VIS1870 | Atria Technohub 1 |  | 2025-11-24 | Pulled Out | Implemented
SCM2025A000047 | 819429 |  | OLT CHASSIS | MF-2 Chassis | Lightspan MF-2 240Gbps NT with network clock synchronization capabilities, without SFPs | 2 | Nokia | Nokia WH | 2025-03-07 | VIS1870 | Atria Technohub 1 |  | 2025-11-24 | Pulled Out | Implemented
SCM2025A000047 | 963929 |  | OLT CHASSIS | MF-2 Chassis | HiCap NT Redundancy/Load Sharing Redundancy SW Package; License per Network Element (1 NE = 1 subrack); | 1 | Nokia | Nokia WH | 2025-03-07 | VIS1870 | Atria Technohub 1 |  | 2025-11-24 | Pulled Out | Implemented
SCM2025A000047 | 805864 |  | OLT CHASSIS | MF-2 Chassis | Simplex patch cord, LC/UPC - SC 20m | 4 | Nokia | Nokia WH | 2025-03-07 | VIS1870 | Atria Technohub 1 |  | 2025-11-24 | Pulled Out | Implemented
SCM2025A000047 | 819427 |  | OLT CHASSIS | MF-2 Chassis | Positive Power Cable /10m | 2 | Nokia | Nokia WH | 2025-03-07 | VIS1870 | Atria Technohub 1 |  | 2025-11-24 | Pulled Out | Implemented
SCM2025A000047 | 819428 |  | OLT CHASSIS | MF-2 Chassis | Positive Power Cable /10m | 2 | Nokia | Nokia WH | 2025-03-07 | VIS1870 | Atria Technohub 1 |  | 2025-11-24 | Pulled Out | Implemented
SCM2025A000047 | TBD |  | OLT CHASSIS | MF-2 Chassis | Lightspan MF-2 DC Power Cable ETSI 10m | 2 | Nokia | Nokia WH | 2025-03-07 | VIS1870 | Atria Technohub 1 |  | 2025-11-24 | Pulled Out | Implemented
SCM2025A000047 | 807134 |  | OLT CHASSIS | MF-2 Chassis | CA-Power Cable Ground Yellow/Green, M8 lug | 1 | Nokia | Nokia WH | 2025-03-07 | VIS1870 | Atria Technohub 1 |  | 2025-11-24 | Pulled Out | Implemented
SCM2025A000047 | 819464 | 3FE53441AA | SERVICE CARDS | MF-2 Cards | GPON SFP B+ (C-temp) OLT | 16 | Nokia | Nokia WH | 2025-03-07 | VIS1870 | Atria Technohub 1 |  | 2025-11-24 | Pulled Out | Implemented
SCM2025A000047 | 819421 | 3FE47581AB | SERVICE CARDS | MF-2 Cards | XGS-PON/GPON MPM B+ (28 dBm), C-temp | 16 | Nokia | Nokia WH | 2025-03-07 | VIS1870 | Atria Technohub 1 |  | 2025-11-24 | Pulled Out | Implemented
SCM2025A000047 | 819430 | 3FE76353AA | SERVICE CARDS | MF-2 Cards | Lightspan MF 16port Multi-PON Line board | 2 | Nokia | Nokia WH | 2025-03-07 | VIS1870 | Atria Technohub 1 |  | 2025-11-24 | Pulled Out | Implemented
SCM2025A000047 | 963926 | 3FE76877AC | SERVICE CARDS | MF-2 Cards | Lightspan RTU per PON port | 16 | Nokia | Nokia WH | 2025-03-07 | VIS1870 | Atria Technohub 1 |  | 2025-11-24 | Pulled Out | Implemented
SCM2025A000047 | 963928 | 3EC17929MT | SERVICE CARDS | MF-2 Cards | 20Gbps per LT SW Package; License per LT which synchronizes at 20Gbps with the NT | 4 | Nokia | Nokia WH | 2025-03-07 | VIS1870 | Atria Technohub 1 |  | 2025-11-24 | Pulled Out | Implemented
SCM2025A000047 | 964488 | 3FE76877ZA | SERVICE CARDS | MF-2 Cards | Lightspan SDN activation fee on fiber LTs and units; License per linecard or single unit | 2 | Nokia | Nokia WH | 2025-03-07 | VIS1870 | Atria Technohub 1 |  | 2025-11-24 | Pulled Out | Implemented
SCM2025A000047 | 964486 | 3FE76877FA | SERVICE CARDS | MF-2 Cards | Lightspan MPM-PON (GPON/XGSPON) enablement package; License per MPM-PON port | 16 | Nokia | Nokia WH | 2025-03-07 | VIS1870 | Atria Technohub 1 |  | 2025-11-24 | Pulled Out | Implemented
SCM2025A000047 | 806277 | 3FE28521GLAA | SERVICE CARDS | MF-2 Cards | Simplex patch cord, SC/UPC -SC/UPC 15m | 32 | Nokia | Nokia WH | 2025-03-07 | VIS1870 | Atria Technohub 1 |  | 2025-11-24 | Pulled Out | Implemented
SCM2025A000048 | 819464 | 3FE53441AA | SERVICE CARDS | FX-4 Cards | GPON SFP B+ (C-temp) OLT | 8 | Nokia | Nokia WH | 2025-03-07 | SL3254 | Tulips Gardens T2 - Burgundy
SCM2025A000048 | 819421 | 3FE47581AB | SERVICE CARDS | FX-4 Cards | XGS-PON/GPON MPM B+ (28 dBm), C-temp | 8 | Nokia | Nokia WH | 2025-03-07 | SL3254 | Tulips Gardens T2 - Burgundy
SCM2025A000048 | 819432 | 3FE76986AA | SERVICE CARDS | FX-4 Cards | ISAM FX 16port GPON line card (Upgradable with Software license activation for XGS PON) | 1 | Nokia | Nokia WH | 2025-03-07 | SL3254 | Tulips Gardens T2 - Burgundy
SCM2025A000048 | 963927 | 3FE55281AE | SERVICE CARDS | FX-4 Cards | Software application fee per PON port | 8 | Nokia | Nokia WH | 2025-03-07 | SL3254 | Tulips Gardens T2 - Burgundy
SCM2025A000048 | 963932 | 3FE55281AJ | SERVICE CARDS | FX-4 Cards | ISAM Software application fee per 10G PON port | 8 | Nokia | Nokia WH | 2025-03-07 | SL3254 | Tulips Gardens T2 - Burgundy
SCM2025A000048 | 963928 | 3EC17929MT | SERVICE CARDS | FX-4 Cards | ISAM 20Gbps per LT SW Package; License per LT which synchronizes at 20Gbps with the NT | 2 | Nokia | Nokia WH | 2025-03-07 | SL3254 | Tulips Gardens T2 - Burgundy
SCM2025A000048 | 963930 | 3EC17929WL | SERVICE CARDS | FX-4 Cards | ISAM FGUT-A upgrade SW package(Activate 10GPON license) /Per LT | 1 | Nokia | Nokia WH | 2025-03-07 | SL3254 | Tulips Gardens T2 - Burgundy
SCM2025A000048 | 963931 | 3EC17929WK | SERVICE CARDS | FX-4 Cards | ISAM MPM Software application fee per xPON port | 8 | Nokia | Nokia WH | 2025-03-07 | SL3254 | Tulips Gardens T2 - Burgundy
SCM2025A000048 | 806277 | 3FE28521GLAA | SERVICE CARDS | FX-4 Cards | Simplex patch cord, SC/UPC -SC/UPC 15m | 16 | Nokia | Nokia WH | 2025-03-07 | SL3254 | Tulips Gardens T2 - Burgundy
SCM2025A000055 | 819499 |  | HOUSING | QODC | Quick deployment ODC (w/o battery) to accommodate ( 1*MF-2) | 2 | NOKIA | Nokia WH | 2025-03-21 | VIS | VIS - Lahug |  | 2025-03-26 | Pulled Out | Implemented
SCM2025A000055 | 819500 |  | HOUSING | QODC | Pole mounting kit | 2 | NOKIA | Nokia WH | 2025-03-21 | VIS | VIS - Lahug |  | 2025-03-26 | Pulled Out | Implemented
SCM2025A000055 | 819501 |  | HOUSING | QODC | Wall mounting kits | 2 | NOKIA | Nokia WH | 2025-03-21 | VIS | VIS - Lahug |  | 2025-03-26 | Pulled Out | Implemented
SCM2025A000055 | 819502 |  | HOUSING | QODC | Base pad plinth (ground installation) | 2 | NOKIA | Nokia WH | 2025-03-21 | VIS | VIS - Lahug |  | 2025-03-26 | Pulled Out | Implemented
SCM2025A000055 | 819411 |  | OLT CHASSIS | MF-2 Chassis | Lightspan MF-2 shelf incl. fan unit, w/o dust filter | 2 | NOKIA | Nokia WH | 2025-03-21 | VIS | VIS - Lahug |  | 2025-03-26 | Pulled Out | Implemented
SCM2025A000055 | 819412 |  | OLT CHASSIS | MF-2 Chassis | Lightspan MF-2 DC power module | 4 | NOKIA | Nokia WH | 2025-03-21 | VIS | VIS - Lahug |  | 2025-03-26 | Pulled Out | Implemented
SCM2025A000055 | 820215 |  | OLT CHASSIS | MF-2 Chassis | MA-Dummy LT | 2 | NOKIA | Nokia WH | 2025-03-21 | VIS | VIS - Lahug |  | 2025-03-26 | Pulled Out | Implemented
SCM2025A000055 | 810266 |  | OLT CHASSIS | MF-2 Chassis | SFP+ Pluggable Optical Module, 10GE LR SM 1310nm, Duplex LC connector, 10km (6.2dB) | 4 | NOKIA | Nokia WH | 2025-03-21 | VIS | VIS - Lahug |  | 2025-03-26 | Pulled Out | Implemented
SCM2025A000055 | 819429 |  | OLT CHASSIS | MF-2 Chassis | Lightspan MF-2 240Gbps NT with network clock synchronization capabilities, without SFPs | 4 | NOKIA | Nokia WH | 2025-03-21 | VIS | VIS - Lahug |  | 2025-03-26 | Pulled Out | Implemented
SCM2025A000055 | 963929 |  | OLT CHASSIS | MF-2 Chassis | HiCap NT Redundancy/Load Sharing Redundancy SW Package; License per Network Element (1 NE = 1 subrack); | 2 | NOKIA | Nokia WH | 2025-03-21 | VIS | VIS - Lahug |  | 2025-03-26 | Pulled Out | Implemented
SCM2025A000055 | 805864 |  | OLT CHASSIS | MF-2 Chassis | Simplex patch cord, LC/UPC - SC 20m | 8 | NOKIA | Nokia WH | 2025-03-21 | VIS | VIS - Lahug |  | 2025-03-26 | Pulled Out | Implemented
SCM2025A000055 | 819427 |  | OLT CHASSIS | MF-2 Chassis | Positive Power Cable /10m | 4 | NOKIA | Nokia WH | 2025-03-21 | VIS | VIS - Lahug |  | 2025-03-26 | Pulled Out | Implemented
SCM2025A000055 | 819428 |  | OLT CHASSIS | MF-2 Chassis | Positive Power Cable /10m | 4 | NOKIA | Nokia WH | 2025-03-21 | VIS | VIS - Lahug |  | 2025-03-26 | Pulled Out | Implemented
SCM2025A000055 | TBD |  | OLT CHASSIS | MF-2 Chassis | Lightspan MF-2 DC Power Cable ETSI 10m | 4 | NOKIA | Nokia WH | 2025-03-21 | VIS | VIS - Lahug |  | 2025-03-26 | Pulled Out | Implemented
SCM2025A000055 | 807134 |  | OLT CHASSIS | MF-2 Chassis | CA-Power Cable Ground Yellow/Green, M8 lug | 2 | NOKIA | Nokia WH | 2025-03-21 | VIS | VIS - Lahug |  | 2025-03-26 | Pulled Out | Implemented
SCM2025A000055 | 819464 |  | SERVICE CARDS | MF-2 Cards | GPON SFP B+ (C-temp) OLT | 16 | NOKIA | Nokia WH | 2025-03-21 | VIS | VIS - Lahug |  | 2025-03-26 | Pulled Out | Implemented
SCM2025A000055 | 819421 |  | SERVICE CARDS | MF-2 Cards | XGS-PON/GPON MPM B+ (28 dBm), C-temp | 16 | NOKIA | Nokia WH | 2025-03-21 | VIS | VIS - Lahug |  | 2025-03-26 | Pulled Out | Implemented
SCM2025A000055 | 819430 |  | SERVICE CARDS | MF-2 Cards | Lightspan MF 16port Multi-PON Line board | 2 | NOKIA | Nokia WH | 2025-03-21 | VIS | VIS - Lahug |  | 2025-03-26 | Pulled Out | Implemented
SCM2025A000055 | 963926 |  | SERVICE CARDS | MF-2 Cards | Lightspan RTU per PON port | 16 | NOKIA | Nokia WH | 2025-03-21 | VIS | VIS - Lahug |  | 2025-03-26 | Pulled Out | Implemented
SCM2025A000055 | 963928 |  | SERVICE CARDS | MF-2 Cards | 20Gbps per LT SW Package; License per LT which synchronizes at 20Gbps with the NT | 4 | NOKIA | Nokia WH | 2025-03-21 | VIS | VIS - Lahug |  | 2025-03-26 | Pulled Out | Implemented
SCM2025A000055 | 964488 |  | SERVICE CARDS | MF-2 Cards | Lightspan SDN activation fee on fiber LTs and units; License per linecard or single unit | 2 | NOKIA | Nokia WH | 2025-03-21 | VIS | VIS - Lahug |  | 2025-03-26 | Pulled Out | Implemented
SCM2025A000055 | 964486 |  | SERVICE CARDS | MF-2 Cards | Lightspan MPM-PON (GPON/XGSPON) enablement package; License per MPM-PON port | 16 | NOKIA | Nokia WH | 2025-03-21 | VIS | VIS - Lahug |  | 2025-03-26 | Pulled Out | Implemented
SCM2025A000055 | 806277 |  | SERVICE CARDS | MF-2 Cards | Simplex patch cord, SC/UPC -SC/UPC 15m | 32 | NOKIA | Nokia WH | 2025-03-21 | VIS | VIS - Lahug |  | 2025-03-26 | Pulled Out | Implemented
SCM2025A000056 | 819499 |  | HOUSING | QODC | Quick deployment ODC (w/o battery) to accommodate ( 1*MF-2) | 1 | NOKIA | Nokia WH | 2025-03-21 | MIN - Davao | MIN - Davao |  | 2025-03-26 | Pulled Out | Implemented
SCM2025A000056 | 819500 |  | HOUSING | QODC | Pole mounting kit | 1 | NOKIA | Nokia WH | 2025-03-21 | MIN - Davao | MIN - Davao |  | 2025-03-26 | Pulled Out | Implemented
SCM2025A000056 | 819501 |  | HOUSING | QODC | Wall mounting kits | 1 | NOKIA | Nokia WH | 2025-03-21 | MIN - Davao | MIN - Davao |  | 2025-03-26 | Pulled Out | Implemented
SCM2025A000056 | 819502 |  | HOUSING | QODC | Base pad plinth (ground installation) | 1 | NOKIA | Nokia WH | 2025-03-21 | MIN - Davao | MIN - Davao |  | 2025-03-26 | Pulled Out | Implemented
SCM2025A000056 | 819411 |  | OLT CHASSIS | MF-2 Chassis | Lightspan MF-2 shelf incl. fan unit, w/o dust filter | 2 | NOKIA | Nokia WH | 2025-03-21 | MIN - Davao | MIN - Davao |  | 2025-03-26 | Pulled Out | Implemented
SCM2025A000056 | 819412 |  | OLT CHASSIS | MF-2 Chassis | Lightspan MF-2 DC power module | 4 | NOKIA | Nokia WH | 2025-03-21 | MIN - Davao | MIN - Davao |  | 2025-03-26 | Pulled Out | Implemented
SCM2025A000056 | 820215 |  | OLT CHASSIS | MF-2 Chassis | MA-Dummy LT | 2 | NOKIA | Nokia WH | 2025-03-21 | MIN - Davao | MIN - Davao |  | 2025-03-26 | Pulled Out | Implemented
SCM2025A000056 | 810266 |  | OLT CHASSIS | MF-2 Chassis | SFP+ Pluggable Optical Module, 10GE LR SM 1310nm, Duplex LC connector, 10km (6.2dB) | 4 | NOKIA | Nokia WH | 2025-03-21 | MIN - Davao | MIN - Davao |  | 2025-03-26 | Pulled Out | Implemented
SCM2025A000056 | 819429 |  | OLT CHASSIS | MF-2 Chassis | Lightspan MF-2 240Gbps NT with network clock synchronization capabilities, without SFPs | 4 | NOKIA | Nokia WH | 2025-03-21 | MIN - Davao | MIN - Davao |  | 2025-03-26 | Pulled Out | Implemented
SCM2025A000056 | 963929 |  | OLT CHASSIS | MF-2 Chassis | HiCap NT Redundancy/Load Sharing Redundancy SW Package; License per Network Element (1 NE = 1 subrack); | 2 | NOKIA | Nokia WH | 2025-03-21 | MIN - Davao | MIN - Davao |  | 2025-03-26 | Pulled Out | Implemented
SCM2025A000056 | 805864 |  | OLT CHASSIS | MF-2 Chassis | Simplex patch cord, LC/UPC - SC 20m | 8 | NOKIA | Nokia WH | 2025-03-21 | MIN - Davao | MIN - Davao |  | 2025-03-26 | Pulled Out | Implemented
SCM2025A000056 | 819427 |  | OLT CHASSIS | MF-2 Chassis | Positive Power Cable /10m | 4 | NOKIA | Nokia WH | 2025-03-21 | MIN - Davao | MIN - Davao |  | 2025-03-26 | Pulled Out | Implemented
SCM2025A000056 | 819428 |  | OLT CHASSIS | MF-2 Chassis | Positive Power Cable /10m | 4 | NOKIA | Nokia WH | 2025-03-21 | MIN - Davao | MIN - Davao |  | 2025-03-26 | Pulled Out | Implemented
SCM2025A000056 | TBD |  | OLT CHASSIS | MF-2 Chassis | Lightspan MF-2 DC Power Cable ETSI 10m | 4 | NOKIA | Nokia WH | 2025-03-21 | MIN - Davao | MIN - Davao |  | 2025-03-26 | Pulled Out | Implemented
SCM2025A000056 | 807134 |  | OLT CHASSIS | MF-2 Chassis | CA-Power Cable Ground Yellow/Green, M8 lug | 2 | NOKIA | Nokia WH | 2025-03-21 | MIN - Davao | MIN - Davao |  | 2025-03-26 | Pulled Out | Implemented
SCM2025A000056 | 819464 |  | SERVICE CARDS | MF-2 Cards | GPON SFP B+ (C-temp) OLT | 24 | NOKIA | Nokia WH | 2025-03-21 | MIN - Davao | MIN - Davao |  | 2025-03-26 | Pulled Out | Implemented
SCM2025A000056 | 819421 |  | SERVICE CARDS | MF-2 Cards | XGS-PON/GPON MPM B+ (28 dBm), C-temp | 24 | NOKIA | Nokia WH | 2025-03-21 | MIN - Davao | MIN - Davao |  | 2025-03-26 | Pulled Out | Implemented
SCM2025A000056 | 819430 |  | SERVICE CARDS | MF-2 Cards | Lightspan MF 16port Multi-PON Line board | 3 | NOKIA | Nokia WH | 2025-03-21 | MIN - Davao | MIN - Davao |  | 2025-03-26 | Pulled Out | Implemented
SCM2025A000056 | 963926 |  | SERVICE CARDS | MF-2 Cards | Lightspan RTU per PON port | 24 | NOKIA | Nokia WH | 2025-03-21 | MIN - Davao | MIN - Davao |  | 2025-03-26 | Pulled Out | Implemented
SCM2025A000056 | 963928 |  | SERVICE CARDS | MF-2 Cards | 20Gbps per LT SW Package; License per LT which synchronizes at 20Gbps with the NT | 6 | NOKIA | Nokia WH | 2025-03-21 | MIN - Davao | MIN - Davao |  | 2025-03-26 | Pulled Out | Implemented
SCM2025A000056 | 964488 |  | SERVICE CARDS | MF-2 Cards | Lightspan SDN activation fee on fiber LTs and units; License per linecard or single unit | 3 | NOKIA | Nokia WH | 2025-03-21 | MIN - Davao | MIN - Davao |  | 2025-03-26 | Pulled Out | Implemented
SCM2025A000056 | 964486 |  | SERVICE CARDS | MF-2 Cards | Lightspan MPM-PON (GPON/XGSPON) enablement package; License per MPM-PON port | 24 | NOKIA | Nokia WH | 2025-03-21 | MIN - Davao | MIN - Davao |  | 2025-03-26 | Pulled Out | Implemented
SCM2025A000056 | 806277 |  | SERVICE CARDS | MF-2 Cards | Simplex patch cord, SC/UPC -SC/UPC 15m | 48 | NOKIA | Nokia WH | 2025-03-21 | MIN - Davao | MIN - Davao |  | 2025-03-26 | Pulled Out | Implemented
SCM2025A000058 | 819413 |  | OLT CHASSIS | FX-4 Chassis | 7360 ISAM FX-4 shelf (ETSI variant), 48V only, incl. BFAN unit | 1 | NOKIA | Warehouse Inventory | 2025-04-03 |  | Allegra Garden Place |  | 2025-09-30 | Pulled Out | Implemented
SCM2025A000058 | 819414 |  | OLT CHASSIS | FX-4 Chassis | ISAM FX-4 Fiber Routing Kit | 1 | NOKIA | Warehouse Inventory | 2025-04-03 |  | Allegra Garden Place |  | 2025-09-30 | Pulled Out | Implemented
SCM2025A000058 |  |  | OLT CHASSIS | FX-4 Chassis | Universal dummy plate | 2 | NOKIA | Warehouse Inventory | 2025-04-03 |  | Allegra Garden Place |  | 2025-09-30 | Pulled Out | Implemented
SCM2025A000058 | 810266 |  | OLT CHASSIS | FX-4 Chassis | SFP+ Pluggable Optical Module, 10GE LR SM 1310nm, -40??C to +85??C, Duplex LC connector, 10km (6.2dB) | 2 | NOKIA | Warehouse Inventory | 2025-04-03 |  | Allegra Garden Place |  | 2025-09-30 | Pulled Out | Implemented
SCM2025A000058 | 819433 |  | OLT CHASSIS | FX-4 Chassis | 7360 ISAM FX 1280Gbps NT with network clock synchronization capabilities, without SFPs (ETSI variant) | 2 | NOKIA | Warehouse Inventory | 2025-04-03 |  | Allegra Garden Place |  | 2025-09-30 | Pulled Out | Implemented
SCM2025A000058 | 963929 |  | OLT CHASSIS | FX-4 Chassis | ISAM HiCap NT Redundancy/Load Sharing Redundancy SW Package; License per Network Element (1 NE = 1 subrack); | 1 | NOKIA | Warehouse Inventory | 2025-04-03 |  | Allegra Garden Place |  | 2025-09-30 | Pulled Out | Implemented
SCM2025A000058 | 805864 |  | OLT CHASSIS | FX-4 Chassis | Simplex patch cord, LC/UPC - SC 20m | 4 | NOKIA | Warehouse Inventory | 2025-04-03 |  | Allegra Garden Place |  | 2025-09-30 | Pulled Out | Implemented
SCM2025A000058 | 819427 |  | OLT CHASSIS | FX-4 Chassis | Positive Power Cable /10m | 2 | NOKIA | Warehouse Inventory | 2025-04-03 |  | Allegra Garden Place |  | 2025-09-30 | Pulled Out | Implemented
SCM2025A000058 | 819428 |  | OLT CHASSIS | FX-4 Chassis | Positive Power Cable /10m | 2 | NOKIA | Warehouse Inventory | 2025-04-03 |  | Allegra Garden Place |  | 2025-09-30 | Pulled Out | Implemented
SCM2025A000058 | 807134 |  | OLT CHASSIS | FX-4 Chassis | CA-Power Cable Ground Yellow/Green, M8 lug | 1 | NOKIA | Warehouse Inventory | 2025-04-03 |  | Allegra Garden Place |  | 2025-09-30 | Pulled Out | Implemented
SCM2025A000058 | 819464 |  | SERVICE CARDS | FX-4 Cards | GPON SFP B+ (C-temp) OLT | 24 | NOKIA | Warehouse Inventory | 2025-04-03 |  | Allegra Garden Place |  | 2025-09-30 | Pulled Out | Implemented
SCM2025A000058 | 819421 |  | SERVICE CARDS | FX-4 Cards | XGS-PON/GPON MPM B+ (28 dBm), C-temp | 24 | NOKIA | Warehouse Inventory | 2025-04-03 |  | Allegra Garden Place |  | 2025-09-30 | Pulled Out | Implemented
SCM2025A000058 | 819432 |  | SERVICE CARDS | FX-4 Cards | ISAM FX 16port GPON line card (Upgradable with Software license activation for XGS PON) | 3 | NOKIA | Warehouse Inventory | 2025-04-03 |  | Allegra Garden Place |  | 2025-09-30 | Pulled Out | Implemented
SCM2025A000058 | 963927 |  | SERVICE CARDS | FX-4 Cards | Software application fee per PON port | 24 | NOKIA | Warehouse Inventory | 2025-04-03 |  | Allegra Garden Place |  | 2025-09-30 | Pulled Out | Implemented
SCM2025A000058 | 963932 |  | SERVICE CARDS | FX-4 Cards | ISAM Software application fee per 10G PON port | 24 | NOKIA | Warehouse Inventory | 2025-04-03 |  | Allegra Garden Place |  | 2025-09-30 | Pulled Out | Implemented
SCM2025A000058 | 963928 |  | SERVICE CARDS | FX-4 Cards | ISAM 20Gbps per LT SW Package; License per LT which synchronizes at 20Gbps with the NT | 6 | NOKIA | Warehouse Inventory | 2025-04-03 |  | Allegra Garden Place |  | 2025-09-30 | Pulled Out | Implemented
SCM2025A000058 | 963930 |  | SERVICE CARDS | FX-4 Cards | ISAM FGUT-A upgrade SW package(Activate 10GPON license) /Per LT | 3 | NOKIA | Warehouse Inventory | 2025-04-03 |  | Allegra Garden Place |  | 2025-09-30 | Pulled Out | Implemented
SCM2025A000058 | 963931 |  | SERVICE CARDS | FX-4 Cards | ISAM MPM Software application fee per xPON port | 24 | NOKIA | Warehouse Inventory | 2025-04-03 |  | Allegra Garden Place |  | 2025-09-30 | Pulled Out | Implemented
SCM2025A000058 | 806277 |  | SERVICE CARDS | FX-4 Cards | Simplex patch cord, SC/UPC -SC/UPC 15m | 48 | NOKIA | Warehouse Inventory | 2025-04-03 |  | Allegra Garden Place |  | 2025-09-30 | Pulled Out | Implemented
SCM2025A000059 | 819413 |  | OLT CHASSIS | FX-4 Chassis | 7360 ISAM FX-4 shelf (ETSI variant), 48V only, incl. BFAN unit | 1 | NOKIA | Warehouse Inventory | 2025-04-03 |  | Satori Residences Tower 4-5
SCM2025A000059 | 819414 |  | OLT CHASSIS | FX-4 Chassis | ISAM FX-4 Fiber Routing Kit | 1 | NOKIA | Warehouse Inventory | 2025-04-03 |  | Satori Residences Tower 4-5
SCM2025A000059 |  |  | OLT CHASSIS | FX-4 Chassis | Universal dummy plate | 2 | NOKIA | Warehouse Inventory | 2025-04-03 |  | Satori Residences Tower 4-5
SCM2025A000059 | 810266 |  | OLT CHASSIS | FX-4 Chassis | SFP+ Pluggable Optical Module, 10GE LR SM 1310nm, -40??C to +85??C, Duplex LC connector, 10km (6.2dB) | 2 | NOKIA | Warehouse Inventory | 2025-04-03 |  | Satori Residences Tower 4-5
SCM2025A000059 | 819433 |  | OLT CHASSIS | FX-4 Chassis | 7360 ISAM FX 1280Gbps NT with network clock synchronization capabilities, without SFPs (ETSI variant) | 2 | NOKIA | Warehouse Inventory | 2025-04-03 |  | Satori Residences Tower 4-5
SCM2025A000059 | 963929 |  | OLT CHASSIS | FX-4 Chassis | ISAM HiCap NT Redundancy/Load Sharing Redundancy SW Package; License per Network Element (1 NE = 1 subrack); | 1 | NOKIA | Warehouse Inventory | 2025-04-03 |  | Satori Residences Tower 4-5
SCM2025A000059 | 805864 |  | OLT CHASSIS | FX-4 Chassis | Simplex patch cord, LC/UPC - SC 20m | 4 | NOKIA | Warehouse Inventory | 2025-04-03 |  | Satori Residences Tower 4-5
SCM2025A000059 | 819427 |  | OLT CHASSIS | FX-4 Chassis | Positive Power Cable /10m | 2 | NOKIA | Warehouse Inventory | 2025-04-03 |  | Satori Residences Tower 4-5
SCM2025A000059 | 819428 |  | OLT CHASSIS | FX-4 Chassis | Positive Power Cable /10m | 2 | NOKIA | Warehouse Inventory | 2025-04-03 |  | Satori Residences Tower 4-5
SCM2025A000059 | 807134 |  | OLT CHASSIS | FX-4 Chassis | CA-Power Cable Ground Yellow/Green, M8 lug | 1 | NOKIA | Warehouse Inventory | 2025-04-03 |  | Satori Residences Tower 4-5
SCM2025A000059 | 819464 |  | SERVICE CARDS | FX-4 Cards | GPON SFP B+ (C-temp) OLT | 24 | NOKIA | Warehouse Inventory | 2025-04-03 |  | Satori Residences Tower 4-5
SCM2025A000059 | 819421 |  | SERVICE CARDS | FX-4 Cards | XGS-PON/GPON MPM B+ (28 dBm), C-temp | 24 | NOKIA | Warehouse Inventory | 2025-04-03 |  | Satori Residences Tower 4-5
SCM2025A000059 | 819432 |  | SERVICE CARDS | FX-4 Cards | ISAM FX 16port GPON line card (Upgradable with Software license activation for XGS PON) | 3 | NOKIA | Warehouse Inventory | 2025-04-03 |  | Satori Residences Tower 4-5
SCM2025A000059 | 963927 |  | SERVICE CARDS | FX-4 Cards | Software application fee per PON port | 24 | NOKIA | Warehouse Inventory | 2025-04-03 |  | Satori Residences Tower 4-5
SCM2025A000059 | 963932 |  | SERVICE CARDS | FX-4 Cards | ISAM Software application fee per 10G PON port | 24 | NOKIA | Warehouse Inventory | 2025-04-03 |  | Satori Residences Tower 4-5
SCM2025A000059 | 963928 |  | SERVICE CARDS | FX-4 Cards | ISAM 20Gbps per LT SW Package; License per LT which synchronizes at 20Gbps with the NT | 6 | NOKIA | Warehouse Inventory | 2025-04-03 |  | Satori Residences Tower 4-5
SCM2025A000059 | 963930 |  | SERVICE CARDS | FX-4 Cards | ISAM FGUT-A upgrade SW package(Activate 10GPON license) /Per LT | 3 | NOKIA | Warehouse Inventory | 2025-04-03 |  | Satori Residences Tower 4-5
SCM2025A000059 | 963931 |  | SERVICE CARDS | FX-4 Cards | ISAM MPM Software application fee per xPON port | 24 | NOKIA | Warehouse Inventory | 2025-04-03 |  | Satori Residences Tower 4-5
SCM2025A000059 | 806277 |  | SERVICE CARDS | FX-4 Cards | Simplex patch cord, SC/UPC -SC/UPC 15m | 48 | NOKIA | Warehouse Inventory | 2025-04-03 |  | Satori Residences Tower 4-5
SCM2025A000063 | 816828 |  | HOUSING | LARGE ODC | ODC(Including Rectifer FP2 2KW*1 & 200Ah AGM battery)/20U equip. space ¦ (1120x700x1650) | 1 | NOKIA | Nokia WH | 2025-04-08 | NCR12340 | Sonora Garden Residences - Cadence |  |  | For Installation
SCM2025A000063 | 819411 |  | OLT CHASSIS | MF-2 Chassis | Lightspan MF-2 shelf incl. fan unit, w/o dust filter | 1 | NOKIA | Nokia WH | 2025-04-08 | NCR12340 | Sonora Garden Residences - Cadence |  |  | For Installation
SCM2025A000063 | 819412 |  | OLT CHASSIS | MF-2 Chassis | Lightspan MF-2 DC power module | 2 | NOKIA | Nokia WH | 2025-04-08 | NCR12340 | Sonora Garden Residences - Cadence |  |  | For Installation
SCM2025A000063 | 820215 |  | OLT CHASSIS | MF-2 Chassis | MA-Dummy LT | 1 | NOKIA | Nokia WH | 2025-04-08 | NCR12340 | Sonora Garden Residences - Cadence |  |  | For Installation
SCM2025A000063 | 810266 |  | OLT CHASSIS | MF-2 Chassis | SFP+ Pluggable Optical Module, 10GE LR SM 1310nm, Duplex LC connector, 10km (6.2dB) | 2 | NOKIA | Nokia WH | 2025-04-08 | NCR12340 | Sonora Garden Residences - Cadence |  |  | For Installation
SCM2025A000063 | 819429 |  | OLT CHASSIS | MF-2 Chassis | Lightspan MF-2 240Gbps NT with network clock synchronization capabilities, without SFPs | 2 | NOKIA | Nokia WH | 2025-04-08 | NCR12340 | Sonora Garden Residences - Cadence |  |  | For Installation
SCM2025A000063 | 963929 |  | OLT CHASSIS | MF-2 Chassis | HiCap NT Redundancy/Load Sharing Redundancy SW Package; License per Network Element (1 NE = 1 subrack); | 1 | NOKIA | Nokia WH | 2025-04-08 | NCR12340 | Sonora Garden Residences - Cadence |  |  | For Installation
SCM2025A000063 | 805864 |  | OLT CHASSIS | MF-2 Chassis | Simplex patch cord, LC/UPC - SC 20m | 4 | NOKIA | Nokia WH | 2025-04-08 | NCR12340 | Sonora Garden Residences - Cadence |  |  | For Installation
SCM2025A000063 | 819427 |  | OLT CHASSIS | MF-2 Chassis | Positive Power Cable /10m | 2 | NOKIA | Nokia WH | 2025-04-08 | NCR12340 | Sonora Garden Residences - Cadence |  |  | For Installation
SCM2025A000063 | 819428 |  | OLT CHASSIS | MF-2 Chassis | Positive Power Cable /10m | 2 | NOKIA | Nokia WH | 2025-04-08 | NCR12340 | Sonora Garden Residences - Cadence |  |  | For Installation
SCM2025A000063 | TBD |  | OLT CHASSIS | MF-2 Chassis | Lightspan MF-2 DC Power Cable ETSI 10m | 2 | NOKIA | Nokia WH | 2025-04-08 | NCR12340 | Sonora Garden Residences - Cadence |  |  | For Installation
SCM2025A000063 | 807134 |  | OLT CHASSIS | MF-2 Chassis | CA-Power Cable Ground Yellow/Green, M8 lug | 1 | NOKIA | Nokia WH | 2025-04-08 | NCR12340 | Sonora Garden Residences - Cadence |  |  | For Installation
SCM2025A000063 | 819464 |  | SERVICE CARDS | MF-2 Cards | GPON SFP B+ (C-temp) OLT | 8 | NOKIA | Nokia WH | 2025-04-08 | NCR12340 | Sonora Garden Residences - Cadence |  |  | For Installation
SCM2025A000063 | 819421 |  | SERVICE CARDS | MF-2 Cards | XGS-PON/GPON MPM B+ (28 dBm), C-temp | 8 | NOKIA | Nokia WH | 2025-04-08 | NCR12340 | Sonora Garden Residences - Cadence |  |  | For Installation
SCM2025A000063 | 819430 |  | SERVICE CARDS | MF-2 Cards | Lightspan MF 16port Multi-PON Line board | 1 | NOKIA | Nokia WH | 2025-04-08 | NCR12340 | Sonora Garden Residences - Cadence |  |  | For Installation
SCM2025A000063 | 963926 |  | SERVICE CARDS | MF-2 Cards | Lightspan RTU per PON port | 8 | NOKIA | Nokia WH | 2025-04-08 | NCR12340 | Sonora Garden Residences - Cadence |  |  | For Installation
SCM2025A000063 | 963928 |  | SERVICE CARDS | MF-2 Cards | 20Gbps per LT SW Package; License per LT which synchronizes at 20Gbps with the NT | 2 | NOKIA | Nokia WH | 2025-04-08 | NCR12340 | Sonora Garden Residences - Cadence |  |  | For Installation
SCM2025A000063 | 964488 |  | SERVICE CARDS | MF-2 Cards | Lightspan SDN activation fee on fiber LTs and units; License per linecard or single unit | 1 | NOKIA | Nokia WH | 2025-04-08 | NCR12340 | Sonora Garden Residences - Cadence |  |  | For Installation
SCM2025A000063 | 964486 |  | SERVICE CARDS | MF-2 Cards | Lightspan MPM-PON (GPON/XGSPON) enablement package; License per MPM-PON port | 8 | NOKIA | Nokia WH | 2025-04-08 | NCR12340 | Sonora Garden Residences - Cadence |  |  | For Installation
SCM2025A000063 | 806277 |  | SERVICE CARDS | MF-2 Cards | Simplex patch cord, SC/UPC -SC/UPC 15m | 16 | NOKIA | Nokia WH | 2025-04-08 | NCR12340 | Sonora Garden Residences - Cadence |  |  | For Installation
SCM2025A000064 | 816828 |  | HOUSING | LARGE ODC | ODC(Including Rectifer FP2 2KW*1 & 200Ah AGM battery)/20U equip. space ¦ (1120x700x1650) | 1 | NOKIA | Nokia WH | 2025-04-08 | TBD | The Grand Midori in Ortigas T1 |  | 2025-09-04 | Pulled Out | Implemented
SCM2025A000064 | 819411 |  | OLT CHASSIS | MF-2 Chassis | Lightspan MF-2 shelf incl. fan unit, w/o dust filter | 1 | NOKIA | Nokia WH | 2025-04-08 | TBD | The Grand Midori in Ortigas T1 |  | 2025-09-04 | Pulled Out | Implemented
SCM2025A000064 | 819412 |  | OLT CHASSIS | MF-2 Chassis | Lightspan MF-2 DC power module | 2 | NOKIA | Nokia WH | 2025-04-08 | TBD | The Grand Midori in Ortigas T1 |  | 2025-09-04 | Pulled Out | Implemented
SCM2025A000064 | 820215 |  | OLT CHASSIS | MF-2 Chassis | MA-Dummy LT | 1 | NOKIA | Nokia WH | 2025-04-08 | TBD | The Grand Midori in Ortigas T1 |  | 2025-09-04 | Pulled Out | Implemented
SCM2025A000064 | 810266 |  | OLT CHASSIS | MF-2 Chassis | SFP+ Pluggable Optical Module, 10GE LR SM 1310nm, Duplex LC connector, 10km (6.2dB) | 2 | NOKIA | Nokia WH | 2025-04-08 | TBD | The Grand Midori in Ortigas T1 |  | 2025-09-04 | Pulled Out | Implemented
SCM2025A000064 | 819429 |  | OLT CHASSIS | MF-2 Chassis | Lightspan MF-2 240Gbps NT with network clock synchronization capabilities, without SFPs | 2 | NOKIA | Nokia WH | 2025-04-08 | TBD | The Grand Midori in Ortigas T1 |  | 2025-09-04 | Pulled Out | Implemented
SCM2025A000064 | 963929 |  | OLT CHASSIS | MF-2 Chassis | HiCap NT Redundancy/Load Sharing Redundancy SW Package; License per Network Element (1 NE = 1 subrack); | 1 | NOKIA | Nokia WH | 2025-04-08 | TBD | The Grand Midori in Ortigas T1 |  | 2025-09-04 | Pulled Out | Implemented
SCM2025A000064 | 805864 |  | OLT CHASSIS | MF-2 Chassis | Simplex patch cord, LC/UPC - SC 20m | 4 | NOKIA | Nokia WH | 2025-04-08 | TBD | The Grand Midori in Ortigas T1 |  | 2025-09-04 | Pulled Out | Implemented
SCM2025A000064 | 819427 |  | OLT CHASSIS | MF-2 Chassis | Positive Power Cable /10m | 2 | NOKIA | Nokia WH | 2025-04-08 | TBD | The Grand Midori in Ortigas T1 |  | 2025-09-04 | Pulled Out | Implemented
SCM2025A000064 | 819428 |  | OLT CHASSIS | MF-2 Chassis | Positive Power Cable /10m | 2 | NOKIA | Nokia WH | 2025-04-08 | TBD | The Grand Midori in Ortigas T1 |  | 2025-09-04 | Pulled Out | Implemented
SCM2025A000064 | TBD |  | OLT CHASSIS | MF-2 Chassis | Lightspan MF-2 DC Power Cable ETSI 10m | 2 | NOKIA | Nokia WH | 2025-04-08 | TBD | The Grand Midori in Ortigas T1 |  | 2025-09-04 | Pulled Out | Implemented
SCM2025A000064 | 807134 |  | OLT CHASSIS | MF-2 Chassis | CA-Power Cable Ground Yellow/Green, M8 lug | 1 | NOKIA | Nokia WH | 2025-04-08 | TBD | The Grand Midori in Ortigas T1 |  | 2025-09-04 | Pulled Out | Implemented
SCM2025A000064 | 819464 |  | SERVICE CARDS | MF-2 Cards | GPON SFP B+ (C-temp) OLT | 8 | NOKIA | Nokia WH | 2025-04-08 | TBD | The Grand Midori in Ortigas T1 |  | 2025-09-04 | Pulled Out | Implemented
SCM2025A000064 | 819421 |  | SERVICE CARDS | MF-2 Cards | XGS-PON/GPON MPM B+ (28 dBm), C-temp | 8 | NOKIA | Nokia WH | 2025-04-08 | TBD | The Grand Midori in Ortigas T1 |  | 2025-09-04 | Pulled Out | Implemented
SCM2025A000064 | 819430 |  | SERVICE CARDS | MF-2 Cards | Lightspan MF 16port Multi-PON Line board | 1 | NOKIA | Nokia WH | 2025-04-08 | TBD | The Grand Midori in Ortigas T1 |  | 2025-09-04 | Pulled Out | Implemented
SCM2025A000064 | 963926 |  | SERVICE CARDS | MF-2 Cards | Lightspan RTU per PON port | 8 | NOKIA | Nokia WH | 2025-04-08 | TBD | The Grand Midori in Ortigas T1 |  | 2025-09-04 | Pulled Out | Implemented
SCM2025A000064 | 963928 |  | SERVICE CARDS | MF-2 Cards | 20Gbps per LT SW Package; License per LT which synchronizes at 20Gbps with the NT | 2 | NOKIA | Nokia WH | 2025-04-08 | TBD | The Grand Midori in Ortigas T1 |  | 2025-09-04 | Pulled Out | Implemented
SCM2025A000064 | 964488 |  | SERVICE CARDS | MF-2 Cards | Lightspan SDN activation fee on fiber LTs and units; License per linecard or single unit | 1 | NOKIA | Nokia WH | 2025-04-08 | TBD | The Grand Midori in Ortigas T1 |  | 2025-09-04 | Pulled Out | Implemented
SCM2025A000064 | 964486 |  | SERVICE CARDS | MF-2 Cards | Lightspan MPM-PON (GPON/XGSPON) enablement package; License per MPM-PON port | 8 | NOKIA | Nokia WH | 2025-04-08 | TBD | The Grand Midori in Ortigas T1 |  | 2025-09-04 | Pulled Out | Implemented
SCM2025A000064 | 806277 |  | SERVICE CARDS | MF-2 Cards | Simplex patch cord, SC/UPC -SC/UPC 15m | 16 | NOKIA | Nokia WH | 2025-04-08 | TBD | The Grand Midori in Ortigas T1 |  | 2025-09-04 | Pulled Out | Implemented
SCM2025A000065 | 819411 |  | OLT CHASSIS | MF-2 Chassis | Lightspan MF-2 shelf incl. fan unit, w/o dust filter | 1 | NOKIA | Nokia WH | 2025-04-08 | VIS6544 | Masters Tower Cebu Office
SCM2025A000065 | 819412 |  | OLT CHASSIS | MF-2 Chassis | Lightspan MF-2 DC power module | 2 | NOKIA | Nokia WH | 2025-04-08 | VIS6544 | Masters Tower Cebu Office
SCM2025A000065 | 820215 |  | OLT CHASSIS | MF-2 Chassis | MA-Dummy LT | 1 | NOKIA | Nokia WH | 2025-04-08 | VIS6544 | Masters Tower Cebu Office
SCM2025A000065 | 810266 |  | OLT CHASSIS | MF-2 Chassis | SFP+ Pluggable Optical Module, 10GE LR SM 1310nm, Duplex LC connector, 10km (6.2dB) | 2 | NOKIA | Nokia WH | 2025-04-08 | VIS6544 | Masters Tower Cebu Office
SCM2025A000065 | 819429 |  | OLT CHASSIS | MF-2 Chassis | Lightspan MF-2 240Gbps NT with network clock synchronization capabilities, without SFPs | 2 | NOKIA | Nokia WH | 2025-04-08 | VIS6544 | Masters Tower Cebu Office
SCM2025A000065 | 963929 |  | OLT CHASSIS | MF-2 Chassis | HiCap NT Redundancy/Load Sharing Redundancy SW Package; License per Network Element (1 NE = 1 subrack); | 1 | NOKIA | Nokia WH | 2025-04-08 | VIS6544 | Masters Tower Cebu Office
SCM2025A000065 | 805864 |  | OLT CHASSIS | MF-2 Chassis | Simplex patch cord, LC/UPC - SC 20m | 4 | NOKIA | Nokia WH | 2025-04-08 | VIS6544 | Masters Tower Cebu Office
SCM2025A000065 | 819427 |  | OLT CHASSIS | MF-2 Chassis | Positive Power Cable /10m | 2 | NOKIA | Nokia WH | 2025-04-08 | VIS6544 | Masters Tower Cebu Office
SCM2025A000065 | 819428 |  | OLT CHASSIS | MF-2 Chassis | Positive Power Cable /10m | 2 | NOKIA | Nokia WH | 2025-04-08 | VIS6544 | Masters Tower Cebu Office
SCM2025A000065 | TBD |  | OLT CHASSIS | MF-2 Chassis | Lightspan MF-2 DC Power Cable ETSI 10m | 2 | NOKIA | Nokia WH | 2025-04-08 | VIS6544 | Masters Tower Cebu Office
SCM2025A000065 | 807134 |  | OLT CHASSIS | MF-2 Chassis | CA-Power Cable Ground Yellow/Green, M8 lug | 1 | NOKIA | Nokia WH | 2025-04-08 | VIS6544 | Masters Tower Cebu Office
SCM2025A000065 | 819464 |  | SERVICE CARDS | MF-2 Cards | GPON SFP B+ (C-temp) OLT | 8 | NOKIA | Nokia WH | 2025-04-08 | VIS6544 | Masters Tower Cebu Office
SCM2025A000065 | 819421 |  | SERVICE CARDS | MF-2 Cards | XGS-PON/GPON MPM B+ (28 dBm), C-temp | 8 | NOKIA | Nokia WH | 2025-04-08 | VIS6544 | Masters Tower Cebu Office
SCM2025A000065 | 819430 |  | SERVICE CARDS | MF-2 Cards | Lightspan MF 16port Multi-PON Line board | 1 | NOKIA | Nokia WH | 2025-04-08 | VIS6544 | Masters Tower Cebu Office
SCM2025A000065 | 963926 |  | SERVICE CARDS | MF-2 Cards | Lightspan RTU per PON port | 8 | NOKIA | Nokia WH | 2025-04-08 | VIS6544 | Masters Tower Cebu Office
SCM2025A000065 | 963928 |  | SERVICE CARDS | MF-2 Cards | 20Gbps per LT SW Package; License per LT which synchronizes at 20Gbps with the NT | 2 | NOKIA | Nokia WH | 2025-04-08 | VIS6544 | Masters Tower Cebu Office
SCM2025A000065 | 964488 |  | SERVICE CARDS | MF-2 Cards | Lightspan SDN activation fee on fiber LTs and units; License per linecard or single unit | 1 | NOKIA | Nokia WH | 2025-04-08 | VIS6544 | Masters Tower Cebu Office
SCM2025A000065 | 964486 |  | SERVICE CARDS | MF-2 Cards | Lightspan MPM-PON (GPON/XGSPON) enablement package; License per MPM-PON port | 8 | NOKIA | Nokia WH | 2025-04-08 | VIS6544 | Masters Tower Cebu Office
SCM2025A000065 | 806277 |  | SERVICE CARDS | MF-2 Cards | Simplex patch cord, SC/UPC -SC/UPC 15m | 16 | NOKIA | Nokia WH | 2025-04-08 | VIS6544 | Masters Tower Cebu Office
SCM2025A000066 | 819411 |  | OLT CHASSIS | MF-2 Chassis | Lightspan MF-2 shelf incl. fan unit, w/o dust filter | 1 | NOKIA | Nokia WH | 2025-04-08 | VIS5361 | One Astra Place Tower 2 |  | 2025-11-28 | Pulled Out | Implemented
SCM2025A000066 | 819412 |  | OLT CHASSIS | MF-2 Chassis | Lightspan MF-2 DC power module | 2 | NOKIA | Nokia WH | 2025-04-08 | VIS5361 | One Astra Place Tower 2 |  | 2025-11-28 | Pulled Out | Implemented
SCM2025A000066 | 820215 |  | OLT CHASSIS | MF-2 Chassis | MA-Dummy LT | 1 | NOKIA | Nokia WH | 2025-04-08 | VIS5361 | One Astra Place Tower 2 |  | 2025-11-28 | Pulled Out | Implemented
SCM2025A000066 | 810266 |  | OLT CHASSIS | MF-2 Chassis | SFP+ Pluggable Optical Module, 10GE LR SM 1310nm, Duplex LC connector, 10km (6.2dB) | 2 | NOKIA | Nokia WH | 2025-04-08 | VIS5361 | One Astra Place Tower 2 |  | 2025-11-28 | Pulled Out | Implemented
SCM2025A000066 | 819429 |  | OLT CHASSIS | MF-2 Chassis | Lightspan MF-2 240Gbps NT with network clock synchronization capabilities, without SFPs | 2 | NOKIA | Nokia WH | 2025-04-08 | VIS5361 | One Astra Place Tower 2 |  | 2025-11-28 | Pulled Out | Implemented
SCM2025A000066 | 963929 |  | OLT CHASSIS | MF-2 Chassis | HiCap NT Redundancy/Load Sharing Redundancy SW Package; License per Network Element (1 NE = 1 subrack); | 1 | NOKIA | Nokia WH | 2025-04-08 | VIS5361 | One Astra Place Tower 2 |  | 2025-11-28 | Pulled Out | Implemented
SCM2025A000066 | 805864 |  | OLT CHASSIS | MF-2 Chassis | Simplex patch cord, LC/UPC - SC 20m | 4 | NOKIA | Nokia WH | 2025-04-08 | VIS5361 | One Astra Place Tower 2 |  | 2025-11-28 | Pulled Out | Implemented
SCM2025A000066 | 819427 |  | OLT CHASSIS | MF-2 Chassis | Positive Power Cable /10m | 2 | NOKIA | Nokia WH | 2025-04-08 | VIS5361 | One Astra Place Tower 2 |  | 2025-11-28 | Pulled Out | Implemented
SCM2025A000066 | 819428 |  | OLT CHASSIS | MF-2 Chassis | Positive Power Cable /10m | 2 | NOKIA | Nokia WH | 2025-04-08 | VIS5361 | One Astra Place Tower 2 |  | 2025-11-28 | Pulled Out | Implemented
SCM2025A000066 | TBD |  | OLT CHASSIS | MF-2 Chassis | Lightspan MF-2 DC Power Cable ETSI 10m | 2 | NOKIA | Nokia WH | 2025-04-08 | VIS5361 | One Astra Place Tower 2 |  | 2025-11-28 | Pulled Out | Implemented
SCM2025A000066 | 807134 |  | OLT CHASSIS | MF-2 Chassis | CA-Power Cable Ground Yellow/Green, M8 lug | 1 | NOKIA | Nokia WH | 2025-04-08 | VIS5361 | One Astra Place Tower 2 |  | 2025-11-28 | Pulled Out | Implemented
SCM2025A000066 | 819464 |  | SERVICE CARDS | MF-2 Cards | GPON SFP B+ (C-temp) OLT | 8 | NOKIA | Nokia WH | 2025-04-08 | VIS5361 | One Astra Place Tower 2 |  | 2025-11-28 | Pulled Out | Implemented
SCM2025A000066 | 819421 |  | SERVICE CARDS | MF-2 Cards | XGS-PON/GPON MPM B+ (28 dBm), C-temp | 8 | NOKIA | Nokia WH | 2025-04-08 | VIS5361 | One Astra Place Tower 2 |  | 2025-11-28 | Pulled Out | Implemented
SCM2025A000066 | 819430 |  | SERVICE CARDS | MF-2 Cards | Lightspan MF 16port Multi-PON Line board | 1 | NOKIA | Nokia WH | 2025-04-08 | VIS5361 | One Astra Place Tower 2 |  | 2025-11-28 | Pulled Out | Implemented
SCM2025A000066 | 963926 |  | SERVICE CARDS | MF-2 Cards | Lightspan RTU per PON port | 8 | NOKIA | Nokia WH | 2025-04-08 | VIS5361 | One Astra Place Tower 2 |  | 2025-11-28 | Pulled Out | Implemented
SCM2025A000066 | 963928 |  | SERVICE CARDS | MF-2 Cards | 20Gbps per LT SW Package; License per LT which synchronizes at 20Gbps with the NT | 2 | NOKIA | Nokia WH | 2025-04-08 | VIS5361 | One Astra Place Tower 2 |  | 2025-11-28 | Pulled Out | Implemented
SCM2025A000066 | 964488 |  | SERVICE CARDS | MF-2 Cards | Lightspan SDN activation fee on fiber LTs and units; License per linecard or single unit | 1 | NOKIA | Nokia WH | 2025-04-08 | VIS5361 | One Astra Place Tower 2 |  | 2025-11-28 | Pulled Out | Implemented
SCM2025A000066 | 964486 |  | SERVICE CARDS | MF-2 Cards | Lightspan MPM-PON (GPON/XGSPON) enablement package; License per MPM-PON port | 8 | NOKIA | Nokia WH | 2025-04-08 | VIS5361 | One Astra Place Tower 2 |  | 2025-11-28 | Pulled Out | Implemented
SCM2025A000066 | 806277 |  | SERVICE CARDS | MF-2 Cards | Simplex patch cord, SC/UPC -SC/UPC 15m | 16 | NOKIA | Nokia WH | 2025-04-08 | VIS5361 | One Astra Place Tower 2 |  | 2025-11-28 | Pulled Out | Implemented
SCM2025A000067 | 816828 |  | HOUSING | LARGE ODC | ODC(Including Rectifer FP2 2KW*1 & 200Ah AGM battery)/20U equip. space ¦ (1120x700x1650) | 1 | NOKIA | Nokia WH | 2025-04-08 | NCR12339 | Aston Residences |  | 2025-10-20 | Pulled Out | Implemented
SCM2025A000067 | 819411 |  | OLT CHASSIS | MF-2 Chassis | Lightspan MF-2 shelf incl. fan unit, w/o dust filter | 1 | NOKIA | Nokia WH | 2025-04-08 | NCR12339 | Aston Residences |  | 2025-10-20 | Pulled Out | Implemented
SCM2025A000067 | 819412 |  | OLT CHASSIS | MF-2 Chassis | Lightspan MF-2 DC power module | 2 | NOKIA | Nokia WH | 2025-04-08 | NCR12339 | Aston Residences |  | 2025-10-20 | Pulled Out | Implemented
SCM2025A000067 | 820215 |  | OLT CHASSIS | MF-2 Chassis | MA-Dummy LT | 1 | NOKIA | Nokia WH | 2025-04-08 | NCR12339 | Aston Residences |  | 2025-10-20 | Pulled Out | Implemented
SCM2025A000067 | 810266 |  | OLT CHASSIS | MF-2 Chassis | SFP+ Pluggable Optical Module, 10GE LR SM 1310nm, Duplex LC connector, 10km (6.2dB) | 2 | NOKIA | Nokia WH | 2025-04-08 | NCR12339 | Aston Residences |  | 2025-10-20 | Pulled Out | Implemented
SCM2025A000067 | 819429 |  | OLT CHASSIS | MF-2 Chassis | Lightspan MF-2 240Gbps NT with network clock synchronization capabilities, without SFPs | 2 | NOKIA | Nokia WH | 2025-04-08 | NCR12339 | Aston Residences |  | 2025-10-20 | Pulled Out | Implemented
SCM2025A000067 | 963929 |  | OLT CHASSIS | MF-2 Chassis | HiCap NT Redundancy/Load Sharing Redundancy SW Package; License per Network Element (1 NE = 1 subrack); | 1 | NOKIA | Nokia WH | 2025-04-08 | NCR12339 | Aston Residences |  | 2025-10-20 | Pulled Out | Implemented
SCM2025A000067 | 805864 |  | OLT CHASSIS | MF-2 Chassis | Simplex patch cord, LC/UPC - SC 20m | 4 | NOKIA | Nokia WH | 2025-04-08 | NCR12339 | Aston Residences |  | 2025-10-20 | Pulled Out | Implemented
SCM2025A000067 | 819427 |  | OLT CHASSIS | MF-2 Chassis | Positive Power Cable /10m | 2 | NOKIA | Nokia WH | 2025-04-08 | NCR12339 | Aston Residences |  | 2025-10-20 | Pulled Out | Implemented
SCM2025A000067 | 819428 |  | OLT CHASSIS | MF-2 Chassis | Positive Power Cable /10m | 2 | NOKIA | Nokia WH | 2025-04-08 | NCR12339 | Aston Residences |  | 2025-10-20 | Pulled Out | Implemented
SCM2025A000067 | TBD |  | OLT CHASSIS | MF-2 Chassis | Lightspan MF-2 DC Power Cable ETSI 10m | 2 | NOKIA | Nokia WH | 2025-04-08 | NCR12339 | Aston Residences |  | 2025-10-20 | Pulled Out | Implemented
SCM2025A000067 | 807134 |  | OLT CHASSIS | MF-2 Chassis | CA-Power Cable Ground Yellow/Green, M8 lug | 1 | NOKIA | Nokia WH | 2025-04-08 | NCR12339 | Aston Residences |  | 2025-10-20 | Pulled Out | Implemented
SCM2025A000067 | 819464 |  | SERVICE CARDS | MF-2 Cards | GPON SFP B+ (C-temp) OLT | 16 | NOKIA | Nokia WH | 2025-04-08 | NCR12339 | Aston Residences |  | 2025-10-20 | Pulled Out | Implemented
SCM2025A000067 | 819421 |  | SERVICE CARDS | MF-2 Cards | XGS-PON/GPON MPM B+ (28 dBm), C-temp | 16 | NOKIA | Nokia WH | 2025-04-08 | NCR12339 | Aston Residences |  | 2025-10-20 | Pulled Out | Implemented
SCM2025A000067 | 819430 |  | SERVICE CARDS | MF-2 Cards | Lightspan MF 16port Multi-PON Line board | 2 | NOKIA | Nokia WH | 2025-04-08 | NCR12339 | Aston Residences |  | 2025-10-20 | Pulled Out | Implemented
SCM2025A000067 | 963926 |  | SERVICE CARDS | MF-2 Cards | Lightspan RTU per PON port | 16 | NOKIA | Nokia WH | 2025-04-08 | NCR12339 | Aston Residences |  | 2025-10-20 | Pulled Out | Implemented
SCM2025A000067 | 963928 |  | SERVICE CARDS | MF-2 Cards | 20Gbps per LT SW Package; License per LT which synchronizes at 20Gbps with the NT | 4 | NOKIA | Nokia WH | 2025-04-08 | NCR12339 | Aston Residences |  | 2025-10-20 | Pulled Out | Implemented
SCM2025A000067 | 964488 |  | SERVICE CARDS | MF-2 Cards | Lightspan SDN activation fee on fiber LTs and units; License per linecard or single unit | 2 | NOKIA | Nokia WH | 2025-04-08 | NCR12339 | Aston Residences |  | 2025-10-20 | Pulled Out | Implemented
SCM2025A000067 | 964486 |  | SERVICE CARDS | MF-2 Cards | Lightspan MPM-PON (GPON/XGSPON) enablement package; License per MPM-PON port | 16 | NOKIA | Nokia WH | 2025-04-08 | NCR12339 | Aston Residences |  | 2025-10-20 | Pulled Out | Implemented
SCM2025A000067 | 806277 |  | SERVICE CARDS | MF-2 Cards | Simplex patch cord, SC/UPC -SC/UPC 15m | 32 | NOKIA | Nokia WH | 2025-04-08 | NCR12339 | Aston Residences |  | 2025-10-20 | Pulled Out | Implemented
SCM2025A000068 | 819411 |  | OLT CHASSIS | MF-2 Chassis | Lightspan MF-2 shelf incl. fan unit, w/o dust filter | 1 | NOKIA | Nokia WH | 2025-04-08 | NCR12341 | Vion Tower
SCM2025A000068 | 819412 |  | OLT CHASSIS | MF-2 Chassis | Lightspan MF-2 DC power module | 2 | NOKIA | Nokia WH | 2025-04-08 | NCR12341 | Vion Tower
SCM2025A000068 | 820215 |  | OLT CHASSIS | MF-2 Chassis | MA-Dummy LT | 1 | NOKIA | Nokia WH | 2025-04-08 | NCR12341 | Vion Tower
SCM2025A000068 | 810266 |  | OLT CHASSIS | MF-2 Chassis | SFP+ Pluggable Optical Module, 10GE LR SM 1310nm, Duplex LC connector, 10km (6.2dB) | 2 | NOKIA | Nokia WH | 2025-04-08 | NCR12341 | Vion Tower
SCM2025A000068 | 819429 |  | OLT CHASSIS | MF-2 Chassis | Lightspan MF-2 240Gbps NT with network clock synchronization capabilities, without SFPs | 2 | NOKIA | Nokia WH | 2025-04-08 | NCR12341 | Vion Tower
SCM2025A000068 | 963929 |  | OLT CHASSIS | MF-2 Chassis | HiCap NT Redundancy/Load Sharing Redundancy SW Package; License per Network Element (1 NE = 1 subrack); | 1 | NOKIA | Nokia WH | 2025-04-08 | NCR12341 | Vion Tower
SCM2025A000068 | 805864 |  | OLT CHASSIS | MF-2 Chassis | Simplex patch cord, LC/UPC - SC 20m | 4 | NOKIA | Nokia WH | 2025-04-08 | NCR12341 | Vion Tower
SCM2025A000068 | 819427 |  | OLT CHASSIS | MF-2 Chassis | Positive Power Cable /10m | 2 | NOKIA | Nokia WH | 2025-04-08 | NCR12341 | Vion Tower
SCM2025A000068 | 819428 |  | OLT CHASSIS | MF-2 Chassis | Positive Power Cable /10m | 2 | NOKIA | Nokia WH | 2025-04-08 | NCR12341 | Vion Tower
SCM2025A000068 | TBD |  | OLT CHASSIS | MF-2 Chassis | Lightspan MF-2 DC Power Cable ETSI 10m | 2 | NOKIA | Nokia WH | 2025-04-08 | NCR12341 | Vion Tower
SCM2025A000068 | 807134 |  | OLT CHASSIS | MF-2 Chassis | CA-Power Cable Ground Yellow/Green, M8 lug | 1 | NOKIA | Nokia WH | 2025-04-08 | NCR12341 | Vion Tower
SCM2025A000068 | 819464 |  | SERVICE CARDS | MF-2 Cards | GPON SFP B+ (C-temp) OLT | 16 | NOKIA | Nokia WH | 2025-04-08 | NCR12341 | Vion Tower
SCM2025A000068 | 819421 |  | SERVICE CARDS | MF-2 Cards | XGS-PON/GPON MPM B+ (28 dBm), C-temp | 16 | NOKIA | Nokia WH | 2025-04-08 | NCR12341 | Vion Tower
SCM2025A000068 | 819430 |  | SERVICE CARDS | MF-2 Cards | Lightspan MF 16port Multi-PON Line board | 2 | NOKIA | Nokia WH | 2025-04-08 | NCR12341 | Vion Tower
SCM2025A000068 | 963926 |  | SERVICE CARDS | MF-2 Cards | Lightspan RTU per PON port | 16 | NOKIA | Nokia WH | 2025-04-08 | NCR12341 | Vion Tower
SCM2025A000068 | 963928 |  | SERVICE CARDS | MF-2 Cards | 20Gbps per LT SW Package; License per LT which synchronizes at 20Gbps with the NT | 4 | NOKIA | Nokia WH | 2025-04-08 | NCR12341 | Vion Tower
SCM2025A000068 | 964488 |  | SERVICE CARDS | MF-2 Cards | Lightspan SDN activation fee on fiber LTs and units; License per linecard or single unit | 2 | NOKIA | Nokia WH | 2025-04-08 | NCR12341 | Vion Tower
SCM2025A000068 | 964486 |  | SERVICE CARDS | MF-2 Cards | Lightspan MPM-PON (GPON/XGSPON) enablement package; License per MPM-PON port | 16 | NOKIA | Nokia WH | 2025-04-08 | NCR12341 | Vion Tower
SCM2025A000068 | 806277 |  | SERVICE CARDS | MF-2 Cards | Simplex patch cord, SC/UPC -SC/UPC 15m | 32 | NOKIA | Nokia WH | 2025-04-08 | NCR12341 | Vion Tower
SCM2025A000069 | 819411 |  | OLT CHASSIS | MF-2 Chassis | Lightspan MF-2 shelf incl. fan unit, w/o dust filter | 1 | NOKIA | Nokia WH | 2025-04-08 | VIS6545 | Mandani Bay Quay Tower 4 - Office
SCM2025A000069 | 819412 |  | OLT CHASSIS | MF-2 Chassis | Lightspan MF-2 DC power module | 2 | NOKIA | Nokia WH | 2025-04-08 | VIS6545 | Mandani Bay Quay Tower 4 - Office
SCM2025A000069 | 820215 |  | OLT CHASSIS | MF-2 Chassis | MA-Dummy LT | 1 | NOKIA | Nokia WH | 2025-04-08 | VIS6545 | Mandani Bay Quay Tower 4 - Office
SCM2025A000069 | 810266 |  | OLT CHASSIS | MF-2 Chassis | SFP+ Pluggable Optical Module, 10GE LR SM 1310nm, Duplex LC connector, 10km (6.2dB) | 2 | NOKIA | Nokia WH | 2025-04-08 | VIS6545 | Mandani Bay Quay Tower 4 - Office
SCM2025A000069 | 819429 |  | OLT CHASSIS | MF-2 Chassis | Lightspan MF-2 240Gbps NT with network clock synchronization capabilities, without SFPs | 2 | NOKIA | Nokia WH | 2025-04-08 | VIS6545 | Mandani Bay Quay Tower 4 - Office
SCM2025A000069 | 963929 |  | OLT CHASSIS | MF-2 Chassis | HiCap NT Redundancy/Load Sharing Redundancy SW Package; License per Network Element (1 NE = 1 subrack); | 1 | NOKIA | Nokia WH | 2025-04-08 | VIS6545 | Mandani Bay Quay Tower 4 - Office
SCM2025A000069 | 805864 |  | OLT CHASSIS | MF-2 Chassis | Simplex patch cord, LC/UPC - SC 20m | 4 | NOKIA | Nokia WH | 2025-04-08 | VIS6545 | Mandani Bay Quay Tower 4 - Office
SCM2025A000069 | 819427 |  | OLT CHASSIS | MF-2 Chassis | Positive Power Cable /10m | 2 | NOKIA | Nokia WH | 2025-04-08 | VIS6545 | Mandani Bay Quay Tower 4 - Office
SCM2025A000069 | 819428 |  | OLT CHASSIS | MF-2 Chassis | Positive Power Cable /10m | 2 | NOKIA | Nokia WH | 2025-04-08 | VIS6545 | Mandani Bay Quay Tower 4 - Office
SCM2025A000069 | TBD |  | OLT CHASSIS | MF-2 Chassis | Lightspan MF-2 DC Power Cable ETSI 10m | 2 | NOKIA | Nokia WH | 2025-04-08 | VIS6545 | Mandani Bay Quay Tower 4 - Office
SCM2025A000069 | 807134 |  | OLT CHASSIS | MF-2 Chassis | CA-Power Cable Ground Yellow/Green, M8 lug | 1 | NOKIA | Nokia WH | 2025-04-08 | VIS6545 | Mandani Bay Quay Tower 4 - Office
SCM2025A000069 | 819464 |  | SERVICE CARDS | MF-2 Cards | GPON SFP B+ (C-temp) OLT | 16 | NOKIA | Nokia WH | 2025-04-08 | VIS6545 | Mandani Bay Quay Tower 4 - Office
SCM2025A000069 | 819421 |  | SERVICE CARDS | MF-2 Cards | XGS-PON/GPON MPM B+ (28 dBm), C-temp | 16 | NOKIA | Nokia WH | 2025-04-08 | VIS6545 | Mandani Bay Quay Tower 4 - Office
SCM2025A000069 | 819430 |  | SERVICE CARDS | MF-2 Cards | Lightspan MF 16port Multi-PON Line board | 2 | NOKIA | Nokia WH | 2025-04-08 | VIS6545 | Mandani Bay Quay Tower 4 - Office
SCM2025A000069 | 963926 |  | SERVICE CARDS | MF-2 Cards | Lightspan RTU per PON port | 16 | NOKIA | Nokia WH | 2025-04-08 | VIS6545 | Mandani Bay Quay Tower 4 - Office
SCM2025A000069 | 963928 |  | SERVICE CARDS | MF-2 Cards | 20Gbps per LT SW Package; License per LT which synchronizes at 20Gbps with the NT | 4 | NOKIA | Nokia WH | 2025-04-08 | VIS6545 | Mandani Bay Quay Tower 4 - Office
SCM2025A000069 | 964488 |  | SERVICE CARDS | MF-2 Cards | Lightspan SDN activation fee on fiber LTs and units; License per linecard or single unit | 2 | NOKIA | Nokia WH | 2025-04-08 | VIS6545 | Mandani Bay Quay Tower 4 - Office
SCM2025A000069 | 964486 |  | SERVICE CARDS | MF-2 Cards | Lightspan MPM-PON (GPON/XGSPON) enablement package; License per MPM-PON port | 16 | NOKIA | Nokia WH | 2025-04-08 | VIS6545 | Mandani Bay Quay Tower 4 - Office
SCM2025A000069 | 806277 |  | SERVICE CARDS | MF-2 Cards | Simplex patch cord, SC/UPC -SC/UPC 15m | 32 | NOKIA | Nokia WH | 2025-04-08 | VIS6545 | Mandani Bay Quay Tower 4 - Office
SCM2025A000070 | 816828 |  | HOUSING | LARGE ODC | ODC(Including Rectifer FP2 2KW*1 & 200Ah AGM battery)/20U equip. space ¦ (1120x700x1650) | 1 | NOKIA | Nokia WH | 2025-04-08 | TBD | Paseo Grove Tower 1
SCM2025A000070 | 819413 |  | OLT CHASSIS | FX-4 Chassis | 7360 ISAM FX-4 shelf (ETSI variant), 48V only, incl. BFAN unit | 1 | NOKIA | Nokia WH | 2025-04-08 | TBD | Paseo Grove Tower 1
SCM2025A000070 | 819414 |  | OLT CHASSIS | FX-4 Chassis | ISAM FX-4 Fiber Routing Kit | 1 | NOKIA | Nokia WH | 2025-04-08 | TBD | Paseo Grove Tower 1
SCM2025A000070 |  |  | OLT CHASSIS | FX-4 Chassis | Universal dummy plate | 2 | NOKIA | Nokia WH | 2025-04-08 | TBD | Paseo Grove Tower 1
SCM2025A000070 | 810266 |  | OLT CHASSIS | FX-4 Chassis | SFP+ Pluggable Optical Module, 10GE LR SM 1310nm, -40°C to +85°C, Duplex LC connector, 10km (6.2dB) | 2 | NOKIA | Nokia WH | 2025-04-08 | TBD | Paseo Grove Tower 1
SCM2025A000070 | 819433 |  | OLT CHASSIS | FX-4 Chassis | 7360 ISAM FX 1280Gbps NT with network clock synchronization capabilities, without SFPs (ETSI variant) | 2 | NOKIA | Nokia WH | 2025-04-08 | TBD | Paseo Grove Tower 1
SCM2025A000070 | 963929 |  | OLT CHASSIS | FX-4 Chassis | ISAM HiCap NT Redundancy/Load Sharing Redundancy SW Package; License per Network Element (1 NE = 1 subrack); | 1 | NOKIA | Nokia WH | 2025-04-08 | TBD | Paseo Grove Tower 1
SCM2025A000070 | 805864 |  | OLT CHASSIS | FX-4 Chassis | Simplex patch cord, LC/UPC - SC 20m | 4 | NOKIA | Nokia WH | 2025-04-08 | TBD | Paseo Grove Tower 1
SCM2025A000070 | 819427 |  | OLT CHASSIS | FX-4 Chassis | Positive Power Cable /10m | 2 | NOKIA | Nokia WH | 2025-04-08 | TBD | Paseo Grove Tower 1
SCM2025A000070 | 819428 |  | OLT CHASSIS | FX-4 Chassis | Positive Power Cable /10m | 2 | NOKIA | Nokia WH | 2025-04-08 | TBD | Paseo Grove Tower 1
SCM2025A000070 | 807134 |  | OLT CHASSIS | FX-4 Chassis | CA-Power Cable Ground Yellow/Green, M8 lug | 1 | NOKIA | Nokia WH | 2025-04-08 | TBD | Paseo Grove Tower 1
SCM2025A000070 | 819464 |  | SERVICE CARDS | FX-4 Cards | GPON SFP B+ (C-temp) OLT | 16 | NOKIA | Nokia WH | 2025-04-08 | TBD | Paseo Grove Tower 1
SCM2025A000070 | 819421 |  | SERVICE CARDS | FX-4 Cards | XGS-PON/GPON MPM B+ (28 dBm), C-temp | 16 | NOKIA | Nokia WH | 2025-04-08 | TBD | Paseo Grove Tower 1
SCM2025A000070 | 819432 |  | SERVICE CARDS | FX-4 Cards | ISAM FX 16port GPON line card (Upgradable with Software license activation for XGS PON) | 2 | NOKIA | Nokia WH | 2025-04-08 | TBD | Paseo Grove Tower 1
SCM2025A000070 | 963927 |  | SERVICE CARDS | FX-4 Cards | Software application fee per PON port | 16 | NOKIA | Nokia WH | 2025-04-08 | TBD | Paseo Grove Tower 1
SCM2025A000070 | 963932 |  | SERVICE CARDS | FX-4 Cards | ISAM Software application fee per 10G PON port | 16 | NOKIA | Nokia WH | 2025-04-08 | TBD | Paseo Grove Tower 1
SCM2025A000070 | 963928 |  | SERVICE CARDS | FX-4 Cards | ISAM 20Gbps per LT SW Package; License per LT which synchronizes at 20Gbps with the NT | 4 | NOKIA | Nokia WH | 2025-04-08 | TBD | Paseo Grove Tower 1
SCM2025A000070 | 963930 |  | SERVICE CARDS | FX-4 Cards | ISAM FGUT-A upgrade SW package(Activate 10GPON license) /Per LT | 2 | NOKIA | Nokia WH | 2025-04-08 | TBD | Paseo Grove Tower 1
SCM2025A000070 | 963931 |  | SERVICE CARDS | FX-4 Cards | ISAM MPM Software application fee per xPON port | 16 | NOKIA | Nokia WH | 2025-04-08 | TBD | Paseo Grove Tower 1
SCM2025A000070 | 806277 |  | SERVICE CARDS | FX-4 Cards | Simplex patch cord, SC/UPC -SC/UPC 15m | 32 | NOKIA | Nokia WH | 2025-04-08 | TBD | Paseo Grove Tower 1
SCM2025A000071 | 816828 |  | HOUSING | LARGE ODC | ODC(Including Rectifer FP2 2KW*1 & 200Ah AGM battery)/20U equip. space ¦ (1120x700x1650) | 1 | NOKIA | Nokia WH | 2025-04-08 | NCR12342 | Alder Residences - Andrea |  | 2025-09-09 | Pulled Out | Implemented
SCM2025A000071 | 819413 |  | OLT CHASSIS | FX-4 Chassis | 7360 ISAM FX-4 shelf (ETSI variant), 48V only, incl. BFAN unit | 1 | NOKIA | Nokia WH | 2025-04-08 | NCR12342 | Alder Residences - Andrea |  | 2025-09-09 | Pulled Out | Implemented
SCM2025A000071 | 819414 |  | OLT CHASSIS | FX-4 Chassis | ISAM FX-4 Fiber Routing Kit | 1 | NOKIA | Nokia WH | 2025-04-08 | NCR12342 | Alder Residences - Andrea |  | 2025-09-09 | Pulled Out | Implemented
SCM2025A000071 |  |  | OLT CHASSIS | FX-4 Chassis | Universal dummy plate | 2 | NOKIA | Nokia WH | 2025-04-08 | NCR12342 | Alder Residences - Andrea |  | 2025-09-09 | Pulled Out | Implemented
SCM2025A000071 | 810266 |  | OLT CHASSIS | FX-4 Chassis | SFP+ Pluggable Optical Module, 10GE LR SM 1310nm, -40°C to +85°C, Duplex LC connector, 10km (6.2dB) | 2 | NOKIA | Nokia WH | 2025-04-08 | NCR12342 | Alder Residences - Andrea |  | 2025-09-09 | Pulled Out | Implemented
SCM2025A000071 | 819433 |  | OLT CHASSIS | FX-4 Chassis | 7360 ISAM FX 1280Gbps NT with network clock synchronization capabilities, without SFPs (ETSI variant) | 2 | NOKIA | Nokia WH | 2025-04-08 | NCR12342 | Alder Residences - Andrea |  | 2025-09-09 | Pulled Out | Implemented
SCM2025A000071 | 963929 |  | OLT CHASSIS | FX-4 Chassis | ISAM HiCap NT Redundancy/Load Sharing Redundancy SW Package; License per Network Element (1 NE = 1 subrack); | 1 | NOKIA | Nokia WH | 2025-04-08 | NCR12342 | Alder Residences - Andrea |  | 2025-09-09 | Pulled Out | Implemented
SCM2025A000071 | 805864 |  | OLT CHASSIS | FX-4 Chassis | Simplex patch cord, LC/UPC - SC 20m | 4 | NOKIA | Nokia WH | 2025-04-08 | NCR12342 | Alder Residences - Andrea |  | 2025-09-09 | Pulled Out | Implemented
SCM2025A000071 | 819427 |  | OLT CHASSIS | FX-4 Chassis | Positive Power Cable /10m | 2 | NOKIA | Nokia WH | 2025-04-08 | NCR12342 | Alder Residences - Andrea |  | 2025-09-09 | Pulled Out | Implemented
SCM2025A000071 | 819428 |  | OLT CHASSIS | FX-4 Chassis | Positive Power Cable /10m | 2 | NOKIA | Nokia WH | 2025-04-08 | NCR12342 | Alder Residences - Andrea |  | 2025-09-09 | Pulled Out | Implemented
SCM2025A000071 | 807134 |  | OLT CHASSIS | FX-4 Chassis | CA-Power Cable Ground Yellow/Green, M8 lug | 1 | NOKIA | Nokia WH | 2025-04-08 | NCR12342 | Alder Residences - Andrea |  | 2025-09-09 | Pulled Out | Implemented
SCM2025A000071 | 819464 |  | SERVICE CARDS | FX-4 Cards | GPON SFP B+ (C-temp) OLT | 24 | NOKIA | Nokia WH | 2025-04-08 | NCR12342 | Alder Residences - Andrea |  | 2025-09-09 | Pulled Out | Implemented
SCM2025A000071 | 819421 |  | SERVICE CARDS | FX-4 Cards | XGS-PON/GPON MPM B+ (28 dBm), C-temp | 24 | NOKIA | Nokia WH | 2025-04-08 | NCR12342 | Alder Residences - Andrea |  | 2025-09-09 | Pulled Out | Implemented
SCM2025A000071 | 819432 |  | SERVICE CARDS | FX-4 Cards | ISAM FX 16port GPON line card (Upgradable with Software license activation for XGS PON) | 3 | NOKIA | Nokia WH | 2025-04-08 | NCR12342 | Alder Residences - Andrea |  | 2025-09-09 | Pulled Out | Implemented
SCM2025A000071 | 963927 |  | SERVICE CARDS | FX-4 Cards | Software application fee per PON port | 24 | NOKIA | Nokia WH | 2025-04-08 | NCR12342 | Alder Residences - Andrea |  | 2025-09-09 | Pulled Out | Implemented
SCM2025A000071 | 963932 |  | SERVICE CARDS | FX-4 Cards | ISAM Software application fee per 10G PON port | 24 | NOKIA | Nokia WH | 2025-04-08 | NCR12342 | Alder Residences - Andrea |  | 2025-09-09 | Pulled Out | Implemented
SCM2025A000071 | 963928 |  | SERVICE CARDS | FX-4 Cards | ISAM 20Gbps per LT SW Package; License per LT which synchronizes at 20Gbps with the NT | 6 | NOKIA | Nokia WH | 2025-04-08 | NCR12342 | Alder Residences - Andrea |  | 2025-09-09 | Pulled Out | Implemented
SCM2025A000071 | 963930 |  | SERVICE CARDS | FX-4 Cards | ISAM FGUT-A upgrade SW package(Activate 10GPON license) /Per LT | 3 | NOKIA | Nokia WH | 2025-04-08 | NCR12342 | Alder Residences - Andrea |  | 2025-09-09 | Pulled Out | Implemented
SCM2025A000071 | 963931 |  | SERVICE CARDS | FX-4 Cards | ISAM MPM Software application fee per xPON port | 24 | NOKIA | Nokia WH | 2025-04-08 | NCR12342 | Alder Residences - Andrea |  | 2025-09-09 | Pulled Out | Implemented
SCM2025A000071 | 806277 |  | SERVICE CARDS | FX-4 Cards | Simplex patch cord, SC/UPC -SC/UPC 15m | 48 | NOKIA | Nokia WH | 2025-04-08 | NCR12342 | Alder Residences - Andrea |  | 2025-09-09 | Pulled Out | Implemented
SCM2025A000092 | 820179 |  | OLT CHASSIS | DF16 Chasis | Lightspan DF-16GM shelf incl. fan unit, w/o dust filter(brand: Nokia) | 1 | NOKIA | Nokia WH | 2025-04-24 |  | Susana Heights | SPBD | 2025-05-08 | Pulled Out | Implemented
SCM2025A000092 | 820180 |  | OLT CHASSIS | DF16 Chasis | Lightspan DF-16GM DC power module(brand: Nokia) | 2 | NOKIA | Nokia WH | 2025-04-24 |  | Susana Heights | SPBD | 2025-05-08 | Pulled Out | Implemented
SCM2025A000092 | 810266 |  | OLT CHASSIS | DF16 Chasis | Optical Transceiver SFP+,1310nm SM,10km(brand: Nokia) (10GBase-LR) | 2 | NOKIA | Nokia WH | 2025-04-24 |  | Susana Heights | SPBD | 2025-05-08 | Pulled Out | Implemented
SCM2025A000092 | 819465 |  | OLT CHASSIS | DF16 Chasis | GPON Small form factor pluggable B+ (I-temp) OLT(brand: Nokia) | 4 | NOKIA | Nokia WH | 2025-04-24 |  | Susana Heights | SPBD | 2025-05-08 | Pulled Out | Implemented
SCM2025A000092 | 819471 |  | OLT CHASSIS | DF16 Chasis | PON Transceiver OSGXGSC 10G SFP+ | 4 | NOKIA | Nokia WH | 2025-04-24 |  | Susana Heights | SPBD | 2025-05-08 | Pulled Out | Implemented
SCM2025A000092 | 805864 |  | OLT CHASSIS | DF16 Chasis | Simplex patch cord, LC/UPC - SC 20m(brand: Nokia) | 8 | NOKIA | Nokia WH | 2025-04-24 |  | Susana Heights | SPBD | 2025-05-08 | Pulled Out | Implemented
SCM2025A000092 | 819427 |  | OLT CHASSIS | DF16 Chasis | Positive Power Cable Blue/10m(brand: Nokia) 16mm | 2 | NOKIA | Nokia WH | 2025-04-24 |  | Susana Heights | SPBD | 2025-05-08 | Pulled Out | Implemented
SCM2025A000092 | 819428 |  | OLT CHASSIS | DF16 Chasis | Positive Power Cable Black/10m(brand: Nokia)16mm | 2 | NOKIA | Nokia WH | 2025-04-24 |  | Susana Heights | SPBD | 2025-05-08 | Pulled Out | Implemented
SCM2025A000092 | 807134 |  | OLT CHASSIS | DF16 Chasis | SNGLE PGND CABLE 15M 10AWG G&Y | 1 | NOKIA | Nokia WH | 2025-04-24 |  | Susana Heights | SPBD | 2025-05-08 | Pulled Out | Implemented
SCM2025A000097 | 819411 |  | OLT CHASSIS | MF-2 Chassis | Lightspan MF-2 shelf incl. fan unit, w/o dust filter | 1 | NOKIA | Nokia WH | 2025-05-09 | SL6925 | Amaia Scapes Rizal Sector 1
SCM2025A000097 | 819412 |  | OLT CHASSIS | MF-2 Chassis | Lightspan MF-2 DC power module | 2 | NOKIA | Nokia WH | 2025-05-09 | SL6925 | Amaia Scapes Rizal Sector 1
SCM2025A000097 | 820215 |  | OLT CHASSIS | MF-2 Chassis | MA-Dummy LT | 1 | NOKIA | Nokia WH | 2025-05-09 | SL6925 | Amaia Scapes Rizal Sector 1
SCM2025A000097 | 810266 |  | OLT CHASSIS | MF-2 Chassis | SFP+ Pluggable Optical Module, 10GE LR SM 1310nm, Duplex LC connector, 10km (6.2dB) | 2 | NOKIA | Nokia WH | 2025-05-09 | SL6925 | Amaia Scapes Rizal Sector 1
SCM2025A000097 | 819429 |  | OLT CHASSIS | MF-2 Chassis | Lightspan MF-2 240Gbps NT with network clock synchronization capabilities, without SFPs | 2 | NOKIA | Nokia WH | 2025-05-09 | SL6925 | Amaia Scapes Rizal Sector 1
SCM2025A000097 | 963929 |  | OLT CHASSIS | MF-2 Chassis | HiCap NT Redundancy/Load Sharing Redundancy SW Package; License per Network Element (1 NE = 1 subrack); | 1 | NOKIA | Nokia WH | 2025-05-09 | SL6925 | Amaia Scapes Rizal Sector 1
SCM2025A000097 | 805864 |  | OLT CHASSIS | MF-2 Chassis | Simplex patch cord, LC/UPC - SC 20m | 4 | NOKIA | Nokia WH | 2025-05-09 | SL6925 | Amaia Scapes Rizal Sector 1
SCM2025A000097 | 819427 |  | OLT CHASSIS | MF-2 Chassis | Positive Power Cable /10m | 2 | NOKIA | Nokia WH | 2025-05-09 | SL6925 | Amaia Scapes Rizal Sector 1
SCM2025A000097 | 819428 |  | OLT CHASSIS | MF-2 Chassis | Positive Power Cable /10m | 2 | NOKIA | Nokia WH | 2025-05-09 | SL6925 | Amaia Scapes Rizal Sector 1
SCM2025A000097 | TBD |  | OLT CHASSIS | MF-2 Chassis | Lightspan MF-2 DC Power Cable ETSI 10m | 2 | NOKIA | Nokia WH | 2025-05-09 | SL6925 | Amaia Scapes Rizal Sector 1
SCM2025A000097 | 807134 |  | OLT CHASSIS | MF-2 Chassis | CA-Power Cable Ground Yellow/Green, M8 lug | 1 | NOKIA | Nokia WH | 2025-05-09 | SL6925 | Amaia Scapes Rizal Sector 1
SCM2025A000097 | 819464 |  | SERVICE CARDS | MF-2 Cards | GPON SFP B+ (C-temp) OLT | 8 | NOKIA | Nokia WH | 2025-05-09 | SL6925 | Amaia Scapes Rizal Sector 1
SCM2025A000097 | 819421 |  | SERVICE CARDS | MF-2 Cards | XGS-PON/GPON MPM B+ (28 dBm), C-temp | 8 | NOKIA | Nokia WH | 2025-05-09 | SL6925 | Amaia Scapes Rizal Sector 1
SCM2025A000097 | 819430 |  | SERVICE CARDS | MF-2 Cards | Lightspan MF 16port Multi-PON Line board | 1 | NOKIA | Nokia WH | 2025-05-09 | SL6925 | Amaia Scapes Rizal Sector 1
SCM2025A000097 | 963926 |  | SERVICE CARDS | MF-2 Cards | Lightspan RTU per PON port | 8 | NOKIA | Nokia WH | 2025-05-09 | SL6925 | Amaia Scapes Rizal Sector 1
SCM2025A000097 | 963928 |  | SERVICE CARDS | MF-2 Cards | 20Gbps per LT SW Package; License per LT which synchronizes at 20Gbps with the NT | 2 | NOKIA | Nokia WH | 2025-05-09 | SL6925 | Amaia Scapes Rizal Sector 1
SCM2025A000097 | 964488 |  | SERVICE CARDS | MF-2 Cards | Lightspan SDN activation fee on fiber LTs and units; License per linecard or single unit | 1 | NOKIA | Nokia WH | 2025-05-09 | SL6925 | Amaia Scapes Rizal Sector 1
SCM2025A000097 | 964486 |  | SERVICE CARDS | MF-2 Cards | Lightspan MPM-PON (GPON/XGSPON) enablement package; License per MPM-PON port | 8 | NOKIA | Nokia WH | 2025-05-09 | SL6925 | Amaia Scapes Rizal Sector 1
SCM2025A000097 | 806277 |  | SERVICE CARDS | MF-2 Cards | Simplex patch cord, SC/UPC -SC/UPC 15m | 16 | NOKIA | Nokia WH | 2025-05-09 | SL6925 | Amaia Scapes Rizal Sector 1
SCM2025A000098 | 819411 |  | OLT CHASSIS | MF-2 Chassis | Lightspan MF-2 shelf incl. fan unit, w/o dust filter | 1 | NOKIA | Nokia WH | 2025-05-09 | NL5460 | Phirst Impression Hermosa
SCM2025A000098 | 819412 |  | OLT CHASSIS | MF-2 Chassis | Lightspan MF-2 DC power module | 2 | NOKIA | Nokia WH | 2025-05-09 | NL5460 | Phirst Impression Hermosa
SCM2025A000098 | 820215 |  | OLT CHASSIS | MF-2 Chassis | MA-Dummy LT | 1 | NOKIA | Nokia WH | 2025-05-09 | NL5460 | Phirst Impression Hermosa
SCM2025A000098 | 810266 |  | OLT CHASSIS | MF-2 Chassis | SFP+ Pluggable Optical Module, 10GE LR SM 1310nm, Duplex LC connector, 10km (6.2dB) | 2 | NOKIA | Nokia WH | 2025-05-09 | NL5460 | Phirst Impression Hermosa
SCM2025A000098 | 819429 |  | OLT CHASSIS | MF-2 Chassis | Lightspan MF-2 240Gbps NT with network clock synchronization capabilities, without SFPs | 2 | NOKIA | Nokia WH | 2025-05-09 | NL5460 | Phirst Impression Hermosa
SCM2025A000098 | 963929 |  | OLT CHASSIS | MF-2 Chassis | HiCap NT Redundancy/Load Sharing Redundancy SW Package; License per Network Element (1 NE = 1 subrack); | 1 | NOKIA | Nokia WH | 2025-05-09 | NL5460 | Phirst Impression Hermosa
SCM2025A000098 | 805864 |  | OLT CHASSIS | MF-2 Chassis | Simplex patch cord, LC/UPC - SC 20m | 4 | NOKIA | Nokia WH | 2025-05-09 | NL5460 | Phirst Impression Hermosa
SCM2025A000098 | 819427 |  | OLT CHASSIS | MF-2 Chassis | Positive Power Cable /10m | 2 | NOKIA | Nokia WH | 2025-05-09 | NL5460 | Phirst Impression Hermosa
SCM2025A000098 | 819428 |  | OLT CHASSIS | MF-2 Chassis | Positive Power Cable /10m | 2 | NOKIA | Nokia WH | 2025-05-09 | NL5460 | Phirst Impression Hermosa
SCM2025A000098 | TBD |  | OLT CHASSIS | MF-2 Chassis | Lightspan MF-2 DC Power Cable ETSI 10m | 2 | NOKIA | Nokia WH | 2025-05-09 | NL5460 | Phirst Impression Hermosa
SCM2025A000098 | 807134 |  | OLT CHASSIS | MF-2 Chassis | CA-Power Cable Ground Yellow/Green, M8 lug | 1 | NOKIA | Nokia WH | 2025-05-09 | NL5460 | Phirst Impression Hermosa
SCM2025A000098 | 819464 |  | SERVICE CARDS | MF-2 Cards | GPON SFP B+ (C-temp) OLT | 8 | NOKIA | Nokia WH | 2025-05-09 | NL5460 | Phirst Impression Hermosa
SCM2025A000098 | 819421 |  | SERVICE CARDS | MF-2 Cards | XGS-PON/GPON MPM B+ (28 dBm), C-temp | 8 | NOKIA | Nokia WH | 2025-05-09 | NL5460 | Phirst Impression Hermosa
SCM2025A000098 | 819430 |  | SERVICE CARDS | MF-2 Cards | Lightspan MF 16port Multi-PON Line board | 1 | NOKIA | Nokia WH | 2025-05-09 | NL5460 | Phirst Impression Hermosa
SCM2025A000098 | 963926 |  | SERVICE CARDS | MF-2 Cards | Lightspan RTU per PON port | 8 | NOKIA | Nokia WH | 2025-05-09 | NL5460 | Phirst Impression Hermosa
SCM2025A000098 | 963928 |  | SERVICE CARDS | MF-2 Cards | 20Gbps per LT SW Package; License per LT which synchronizes at 20Gbps with the NT | 2 | NOKIA | Nokia WH | 2025-05-09 | NL5460 | Phirst Impression Hermosa
SCM2025A000098 | 964488 |  | SERVICE CARDS | MF-2 Cards | Lightspan SDN activation fee on fiber LTs and units; License per linecard or single unit | 1 | NOKIA | Nokia WH | 2025-05-09 | NL5460 | Phirst Impression Hermosa
SCM2025A000098 | 964486 |  | SERVICE CARDS | MF-2 Cards | Lightspan MPM-PON (GPON/XGSPON) enablement package; License per MPM-PON port | 8 | NOKIA | Nokia WH | 2025-05-09 | NL5460 | Phirst Impression Hermosa
SCM2025A000098 | 806277 |  | SERVICE CARDS | MF-2 Cards | Simplex patch cord, SC/UPC -SC/UPC 15m | 16 | NOKIA | Nokia WH | 2025-05-09 | NL5460 | Phirst Impression Hermosa
SCM2025A000098 | 816828 |  | HOUSING | LARGE ODC | ODC(Including Rectifer FP2 2KW*1 & 200Ah AGM battery)/20U equip. space ¦ (1120x700x1650) | 1 | NOKIA | Nokia WH | 2025-05-09 | NL5460 | Phirst Impression Hermosa
SCM2025A000107 | 819413 |  | FX-4 Chassis | 3FE64991AB | 7360 ISAM FX-4 shelf (ETSI variant), 48V only, incl. BFAN unit | 1 | NOKIA | Nokia WH | 2025-05-22 | VIS6371 | City Clou Tower C
SCM2025A000107 | 819414 |  | FX-4 Chassis | 3FE61087DA | ISAM FX-4 Fiber Routing Kit | 1 | NOKIA | Nokia WH | 2025-05-22 | VIS6371 | City Clou Tower C
SCM2025A000107 |  |  | FX-4 Chassis | 3FE69465AA | Universal dummy plate | 2 | NOKIA | Nokia WH | 2025-05-22 | VIS6371 | City Clou Tower C
SCM2025A000107 | 810266 |  | FX-4 Chassis | 3FE62600AA | SFP+ Pluggable Optical Module, 10GE LR SM 1310nm, -40??C to +85??C, Duplex LC connector, 10km (6.2dB) | 2 | NOKIA | Nokia WH | 2025-05-22 | VIS6371 | City Clou Tower C
SCM2025A000107 | 819433 |  | FX-4 Chassis | 3FE71256AB | 7360 ISAM FX 1280Gbps NT with network clock synchronization capabilities, without SFPs (ETSI variant) | 2 | NOKIA | Nokia WH | 2025-05-22 | VIS6371 | City Clou Tower C
SCM2025A000107 | 963929 |  | FX-4 Chassis | 3EC17929TV | ISAM HiCap NT Redundancy/Load Sharing Redundancy SW Package; License per Network Element (1 NE = 1 subrack); | 1 | NOKIA | Nokia WH | 2025-05-22 | VIS6371 | City Clou Tower C
SCM2025A000107 | 805864 |  | FX-4 Chassis | 3FE28525HAAA | Simplex patch cord, LC/UPC - SC 20m | 4 | NOKIA | Nokia WH | 2025-05-22 | VIS6371 | City Clou Tower C
SCM2025A000107 | 819427 |  | FX-4 Chassis | 3FE29404HAAA | Positive Power Cable /10m | 2 | NOKIA | Nokia WH | 2025-05-22 | VIS6371 | City Clou Tower C
SCM2025A000107 | 819428 |  | FX-4 Chassis | 3FE29405HAAA | Positive Power Cable /10m | 2 | NOKIA | Nokia WH | 2025-05-22 | VIS6371 | City Clou Tower C
SCM2025A000107 | 807134 |  | FX-4 Chassis | 3FE29431GLAA | CA-Power Cable Ground Yellow/Green, M8 lug | 1 | NOKIA | Nokia WH | 2025-05-22 | VIS6371 | City Clou Tower C
SCM2025A000107 | 819464 |  | FX-4 Cards | 3FE53441AA | GPON SFP B+ (C-temp) OLT | 8 | NOKIA | Nokia WH | 2025-05-22 | VIS6371 | City Clou Tower C
SCM2025A000107 | 819421 |  | FX-4 Cards | 3FE47581AB | XGS-PON/GPON MPM B+ (28 dBm), C-temp | 8 | NOKIA | Nokia WH | 2025-05-22 | VIS6371 | City Clou Tower C
SCM2025A000107 | 819432 |  | FX-4 Cards | 3FE76986AA | ISAM FX 16port GPON line card (Upgradable with Software license activation for XGS PON) | 1 | NOKIA | Nokia WH | 2025-05-22 | VIS6371 | City Clou Tower C
SCM2025A000107 | 963927 |  | FX-4 Cards | 3FE55281AE | Software application fee per PON port | 8 | NOKIA | Nokia WH | 2025-05-22 | VIS6371 | City Clou Tower C
SCM2025A000107 | 963932 |  | FX-4 Cards | 3FE55281AJ | ISAM Software application fee per 10G PON port | 8 | NOKIA | Nokia WH | 2025-05-22 | VIS6371 | City Clou Tower C
SCM2025A000107 | 963928 |  | FX-4 Cards | 3EC17929MT | ISAM 20Gbps per LT SW Package; License per LT which synchronizes at 20Gbps with the NT | 2 | NOKIA | Nokia WH | 2025-05-22 | VIS6371 | City Clou Tower C
SCM2025A000107 | 963930 |  | FX-4 Cards | 3EC17929WL | ISAM FGUT-A upgrade SW package(Activate 10GPON license) /Per LT | 1 | NOKIA | Nokia WH | 2025-05-22 | VIS6371 | City Clou Tower C
SCM2025A000107 | 963931 |  | FX-4 Cards | 3EC17929WK | ISAM MPM Software application fee per xPON port | 8 | NOKIA | Nokia WH | 2025-05-22 | VIS6371 | City Clou Tower C
SCM2025A000107 | 806277 |  | FX-4 Cards | 3FE28521GLAA | Simplex patch cord, SC/UPC -SC/UPC 15m | 16 | NOKIA | Nokia WH | 2025-05-22 | VIS6371 | City Clou Tower C
SCM2025A000107 | 816828 |  | LARGE ODC | 3AP67218AAAA | ODC(Including Rectifer FP2 2KW*1 & 200Ah AGM battery)/20U equip. space ¦ (1120x700x1650) | 1 | NOKIA | Nokia WH | 2025-05-22 | VIS6371 | City Clou Tower C
SCM2025A000108 | 819411 |  | MF-2 Chassis |  | Lightspan MF-2 shelf incl. fan unit, w/o dust filter | 1 | NOKIA | Nokia WH | 2025-05-22 | VIS6546 | No. 5 Upper East
SCM2025A000108 | 819412 |  | MF-2 Chassis |  | Lightspan MF-2 DC power module | 2 | NOKIA | Nokia WH | 2025-05-22 | VIS6546 | No. 5 Upper East
SCM2025A000108 | 820215 |  | MF-2 Chassis |  | MA-Dummy LT | 1 | NOKIA | Nokia WH | 2025-05-22 | VIS6546 | No. 5 Upper East
SCM2025A000108 | 810266 |  | MF-2 Chassis |  | SFP+ Pluggable Optical Module, 10GE LR SM 1310nm, Duplex LC connector, 10km (6.2dB) | 2 | NOKIA | Nokia WH | 2025-05-22 | VIS6546 | No. 5 Upper East
SCM2025A000108 | 819429 |  | MF-2 Chassis |  | Lightspan MF-2 240Gbps NT with network clock synchronization capabilities, without SFPs | 2 | NOKIA | Nokia WH | 2025-05-22 | VIS6546 | No. 5 Upper East
SCM2025A000108 | 963929 |  | MF-2 Chassis |  | HiCap NT Redundancy/Load Sharing Redundancy SW Package; License per Network Element (1 NE = 1 subrack); | 1 | NOKIA | Nokia WH | 2025-05-22 | VIS6546 | No. 5 Upper East
SCM2025A000108 | 805864 |  | MF-2 Chassis |  | Simplex patch cord, LC/UPC - SC 20m | 4 | NOKIA | Nokia WH | 2025-05-22 | VIS6546 | No. 5 Upper East
SCM2025A000108 | 819427 |  | MF-2 Chassis |  | Positive Power Cable /10m | 2 | NOKIA | Nokia WH | 2025-05-22 | VIS6546 | No. 5 Upper East
SCM2025A000108 | 819428 |  | MF-2 Chassis |  | Positive Power Cable /10m | 2 | NOKIA | Nokia WH | 2025-05-22 | VIS6546 | No. 5 Upper East
SCM2025A000108 | TBD |  | MF-2 Chassis |  | Lightspan MF-2 DC Power Cable ETSI 10m | 2 | NOKIA | Nokia WH | 2025-05-22 | VIS6546 | No. 5 Upper East
SCM2025A000108 | 807134 |  | MF-2 Chassis |  | CA-Power Cable Ground Yellow/Green, M8 lug | 1 | NOKIA | Nokia WH | 2025-05-22 | VIS6546 | No. 5 Upper East
SCM2025A000108 | 819464 |  | MF-2 Cards | 3FE53441AA | GPON SFP B+ (C-temp) OLT | 8 | NOKIA | Nokia WH | 2025-05-22 | VIS6546 | No. 5 Upper East
SCM2025A000108 | 819421 |  | MF-2 Cards | 3FE47581AB | XGS-PON/GPON MPM B+ (28 dBm), C-temp | 8 | NOKIA | Nokia WH | 2025-05-22 | VIS6546 | No. 5 Upper East
SCM2025A000108 | 819430 |  | MF-2 Cards | 3FE76353AA | Lightspan MF 16port Multi-PON Line board | 1 | NOKIA | Nokia WH | 2025-05-22 | VIS6546 | No. 5 Upper East
SCM2025A000108 | 963926 |  | MF-2 Cards | 3FE76877AC | Lightspan RTU per PON port | 8 | NOKIA | Nokia WH | 2025-05-22 | VIS6546 | No. 5 Upper East
SCM2025A000108 | 963928 |  | MF-2 Cards | 3EC17929MT | 20Gbps per LT SW Package; License per LT which synchronizes at 20Gbps with the NT | 2 | NOKIA | Nokia WH | 2025-05-22 | VIS6546 | No. 5 Upper East
SCM2025A000108 | 964488 |  | MF-2 Cards | 3FE76877ZA | Lightspan SDN activation fee on fiber LTs and units; License per linecard or single unit | 1 | NOKIA | Nokia WH | 2025-05-22 | VIS6546 | No. 5 Upper East
SCM2025A000108 | 964486 |  | MF-2 Cards | 3FE76877FA | Lightspan MPM-PON (GPON/XGSPON) enablement package; License per MPM-PON port | 8 | NOKIA | Nokia WH | 2025-05-22 | VIS6546 | No. 5 Upper East
SCM2025A000108 | 806277 |  | MF-2 Cards | 3FE28521GLAA | Simplex patch cord, SC/UPC -SC/UPC 15m | 16 | NOKIA | Nokia WH | 2025-05-22 | VIS6546 | No. 5 Upper East
SCM2025A000108 | 819435 |  | NOKIA INDOOR RACK | 3AN45986AAAA | Indoor rack 19"ETSI rack, 6620A(2000??600??600-A,42U), incl. Grouding bar, Operation environment: >-5 ?? ?? +40 ?? | 1 | NOKIA | Nokia WH | 2025-05-22 | VIS6546 | No. 5 Upper East
SCM2025A000109 | 819411 |  | MF-2 Chassis |  | Lightspan MF-2 shelf incl. fan unit, w/o dust filter | 1 | NOKIA | Nokia WH | 2025-05-22 | TBD | Cirrus Residences
SCM2025A000109 | 819412 |  | MF-2 Chassis |  | Lightspan MF-2 DC power module | 2 | NOKIA | Nokia WH | 2025-05-22 | TBD | Cirrus Residences
SCM2025A000109 | 820215 |  | MF-2 Chassis |  | MA-Dummy LT | 1 | NOKIA | Nokia WH | 2025-05-22 | TBD | Cirrus Residences
SCM2025A000109 | 810266 |  | MF-2 Chassis |  | SFP+ Pluggable Optical Module, 10GE LR SM 1310nm, Duplex LC connector, 10km (6.2dB) | 2 | NOKIA | Nokia WH | 2025-05-22 | TBD | Cirrus Residences
SCM2025A000109 | 819429 |  | MF-2 Chassis |  | Lightspan MF-2 240Gbps NT with network clock synchronization capabilities, without SFPs | 2 | NOKIA | Nokia WH | 2025-05-22 | TBD | Cirrus Residences
SCM2025A000109 | 963929 |  | MF-2 Chassis |  | HiCap NT Redundancy/Load Sharing Redundancy SW Package; License per Network Element (1 NE = 1 subrack); | 1 | NOKIA | Nokia WH | 2025-05-22 | TBD | Cirrus Residences
SCM2025A000109 | 805864 |  | MF-2 Chassis |  | Simplex patch cord, LC/UPC - SC 20m | 4 | NOKIA | Nokia WH | 2025-05-22 | TBD | Cirrus Residences
SCM2025A000109 | 819427 |  | MF-2 Chassis |  | Positive Power Cable /10m | 2 | NOKIA | Nokia WH | 2025-05-22 | TBD | Cirrus Residences
SCM2025A000109 | 819428 |  | MF-2 Chassis |  | Positive Power Cable /10m | 2 | NOKIA | Nokia WH | 2025-05-22 | TBD | Cirrus Residences
SCM2025A000109 | TBD |  | MF-2 Chassis |  | Lightspan MF-2 DC Power Cable ETSI 10m | 2 | NOKIA | Nokia WH | 2025-05-22 | TBD | Cirrus Residences
SCM2025A000109 | 807134 |  | MF-2 Chassis |  | CA-Power Cable Ground Yellow/Green, M8 lug | 1 | NOKIA | Nokia WH | 2025-05-22 | TBD | Cirrus Residences
SCM2025A000109 | 819464 |  | MF-2 Cards | 3FE53441AA | GPON SFP B+ (C-temp) OLT | 16 | NOKIA | Nokia WH | 2025-05-22 | TBD | Cirrus Residences
SCM2025A000109 | 819421 |  | MF-2 Cards | 3FE47581AB | XGS-PON/GPON MPM B+ (28 dBm), C-temp | 16 | NOKIA | Nokia WH | 2025-05-22 | TBD | Cirrus Residences
SCM2025A000109 | 819430 |  | MF-2 Cards | 3FE76353AA | Lightspan MF 16port Multi-PON Line board | 2 | NOKIA | Nokia WH | 2025-05-22 | TBD | Cirrus Residences
SCM2025A000109 | 963926 |  | MF-2 Cards | 3FE76877AC | Lightspan RTU per PON port | 16 | NOKIA | Nokia WH | 2025-05-22 | TBD | Cirrus Residences
SCM2025A000109 | 963928 |  | MF-2 Cards | 3EC17929MT | 20Gbps per LT SW Package; License per LT which synchronizes at 20Gbps with the NT | 4 | NOKIA | Nokia WH | 2025-05-22 | TBD | Cirrus Residences
SCM2025A000109 | 964488 |  | MF-2 Cards | 3FE76877ZA | Lightspan SDN activation fee on fiber LTs and units; License per linecard or single unit | 2 | NOKIA | Nokia WH | 2025-05-22 | TBD | Cirrus Residences
SCM2025A000109 | 964486 |  | MF-2 Cards | 3FE76877FA | Lightspan MPM-PON (GPON/XGSPON) enablement package; License per MPM-PON port | 16 | NOKIA | Nokia WH | 2025-05-22 | TBD | Cirrus Residences
SCM2025A000109 | 806277 |  | MF-2 Cards | 3FE28521GLAA | Simplex patch cord, SC/UPC -SC/UPC 15m | 32 | NOKIA | Nokia WH | 2025-05-22 | TBD | Cirrus Residences
SCM2025A000109 | 816828 |  | LARGE ODC | 3AP67218AAAA | ODC(Including Rectifer FP2 2KW*1 & 200Ah AGM battery)/20U equip. space ¦ (1120x700x1650) | 1 | NOKIA | Nokia WH | 2025-05-22 | TBD | Cirrus Residences
SCM2025A000110 | 819411 |  | MF-2 Chassis |  | Lightspan MF-2 shelf incl. fan unit, w/o dust filter | 1 | NOKIA | Nokia WH | 2025-05-22 | TBD | The Velaris Residences - Tower 1
SCM2025A000110 | 819412 |  | MF-2 Chassis |  | Lightspan MF-2 DC power module | 2 | NOKIA | Nokia WH | 2025-05-22 | TBD | The Velaris Residences - Tower 1
SCM2025A000110 | 820215 |  | MF-2 Chassis |  | MA-Dummy LT | 1 | NOKIA | Nokia WH | 2025-05-22 | TBD | The Velaris Residences - Tower 1
SCM2025A000110 | 810266 |  | MF-2 Chassis |  | SFP+ Pluggable Optical Module, 10GE LR SM 1310nm, Duplex LC connector, 10km (6.2dB) | 2 | NOKIA | Nokia WH | 2025-05-22 | TBD | The Velaris Residences - Tower 1
SCM2025A000110 | 819429 |  | MF-2 Chassis |  | Lightspan MF-2 240Gbps NT with network clock synchronization capabilities, without SFPs | 2 | NOKIA | Nokia WH | 2025-05-22 | TBD | The Velaris Residences - Tower 1
SCM2025A000110 | 963929 |  | MF-2 Chassis |  | HiCap NT Redundancy/Load Sharing Redundancy SW Package; License per Network Element (1 NE = 1 subrack); | 1 | NOKIA | Nokia WH | 2025-05-22 | TBD | The Velaris Residences - Tower 1
SCM2025A000110 | 805864 |  | MF-2 Chassis |  | Simplex patch cord, LC/UPC - SC 20m | 4 | NOKIA | Nokia WH | 2025-05-22 | TBD | The Velaris Residences - Tower 1
SCM2025A000110 | 819427 |  | MF-2 Chassis |  | Positive Power Cable /10m | 2 | NOKIA | Nokia WH | 2025-05-22 | TBD | The Velaris Residences - Tower 1
SCM2025A000110 | 819428 |  | MF-2 Chassis |  | Positive Power Cable /10m | 2 | NOKIA | Nokia WH | 2025-05-22 | TBD | The Velaris Residences - Tower 1
SCM2025A000110 | TBD |  | MF-2 Chassis |  | Lightspan MF-2 DC Power Cable ETSI 10m | 2 | NOKIA | Nokia WH | 2025-05-22 | TBD | The Velaris Residences - Tower 1
SCM2025A000110 | 807134 |  | MF-2 Chassis |  | CA-Power Cable Ground Yellow/Green, M8 lug | 1 | NOKIA | Nokia WH | 2025-05-22 | TBD | The Velaris Residences - Tower 1
SCM2025A000110 | 819464 |  | MF-2 Cards | 3FE53441AA | GPON SFP B+ (C-temp) OLT | 8 | NOKIA | Nokia WH | 2025-05-22 | TBD | The Velaris Residences - Tower 1
SCM2025A000110 | 819421 |  | MF-2 Cards | 3FE47581AB | XGS-PON/GPON MPM B+ (28 dBm), C-temp | 8 | NOKIA | Nokia WH | 2025-05-22 | TBD | The Velaris Residences - Tower 1
SCM2025A000110 | 819430 |  | MF-2 Cards | 3FE76353AA | Lightspan MF 16port Multi-PON Line board | 1 | NOKIA | Nokia WH | 2025-05-22 | TBD | The Velaris Residences - Tower 1
SCM2025A000110 | 963926 |  | MF-2 Cards | 3FE76877AC | Lightspan RTU per PON port | 8 | NOKIA | Nokia WH | 2025-05-22 | TBD | The Velaris Residences - Tower 1
SCM2025A000110 | 963928 |  | MF-2 Cards | 3EC17929MT | 20Gbps per LT SW Package; License per LT which synchronizes at 20Gbps with the NT | 2 | NOKIA | Nokia WH | 2025-05-22 | TBD | The Velaris Residences - Tower 1
SCM2025A000110 | 964488 |  | MF-2 Cards | 3FE76877ZA | Lightspan SDN activation fee on fiber LTs and units; License per linecard or single unit | 1 | NOKIA | Nokia WH | 2025-05-22 | TBD | The Velaris Residences - Tower 1
SCM2025A000110 | 964486 |  | MF-2 Cards | 3FE76877FA | Lightspan MPM-PON (GPON/XGSPON) enablement package; License per MPM-PON port | 8 | NOKIA | Nokia WH | 2025-05-22 | TBD | The Velaris Residences - Tower 1
SCM2025A000110 | 806277 |  | MF-2 Cards | 3FE28521GLAA | Simplex patch cord, SC/UPC -SC/UPC 15m | 16 | NOKIA | Nokia WH | 2025-05-22 | TBD | The Velaris Residences - Tower 1
SCM2025A000110 | 816828 |  | LARGE ODC | 3AP67218AAAA | ODC(Including Rectifer FP2 2KW*1 & 200Ah AGM battery)/20U equip. space ¦ (1120x700x1650) | 1 | NOKIA | Nokia WH | 2025-05-22 | TBD | The Velaris Residences - Tower 1
SCM2025A000111 | 819411 |  | MF-2 Chassis |  | Lightspan MF-2 shelf incl. fan unit, w/o dust filter | 1 | NOKIA | Nokia WH | 2025-05-22 | TBD | Maragusan |  | 2025-05-26 | Pulled Out | Implemented
SCM2025A000111 | 819412 |  | MF-2 Chassis |  | Lightspan MF-2 DC power module | 2 | NOKIA | Nokia WH | 2025-05-22 | TBD | Maragusan |  | 2025-05-26 | Pulled Out | Implemented
SCM2025A000111 | 820215 |  | MF-2 Chassis |  | MA-Dummy LT | 1 | NOKIA | Nokia WH | 2025-05-22 | TBD | Maragusan |  | 2025-05-26 | Pulled Out | Implemented
SCM2025A000111 | 810266 |  | MF-2 Chassis |  | SFP+ Pluggable Optical Module, 10GE LR SM 1310nm, Duplex LC connector, 10km (6.2dB) | 2 | NOKIA | Nokia WH | 2025-05-22 | TBD | Maragusan |  | 2025-05-26 | Pulled Out | Implemented
SCM2025A000111 | 819429 |  | MF-2 Chassis |  | Lightspan MF-2 240Gbps NT with network clock synchronization capabilities, without SFPs | 2 | NOKIA | Nokia WH | 2025-05-22 | TBD | Maragusan |  | 2025-05-26 | Pulled Out | Implemented
SCM2025A000111 | 963929 |  | MF-2 Chassis |  | HiCap NT Redundancy/Load Sharing Redundancy SW Package; License per Network Element (1 NE = 1 subrack); | 1 | NOKIA | Nokia WH | 2025-05-22 | TBD | Maragusan |  | 2025-05-26 | Pulled Out | Implemented
SCM2025A000111 | 805864 |  | MF-2 Chassis |  | Simplex patch cord, LC/UPC - SC 20m | 4 | NOKIA | Nokia WH | 2025-05-22 | TBD | Maragusan |  | 2025-05-26 | Pulled Out | Implemented
SCM2025A000111 | 819427 |  | MF-2 Chassis |  | Positive Power Cable /10m | 2 | NOKIA | Nokia WH | 2025-05-22 | TBD | Maragusan |  | 2025-05-26 | Pulled Out | Implemented
SCM2025A000111 | 819428 |  | MF-2 Chassis |  | Positive Power Cable /10m | 2 | NOKIA | Nokia WH | 2025-05-22 | TBD | Maragusan |  | 2025-05-26 | Pulled Out | Implemented
SCM2025A000111 | TBD |  | MF-2 Chassis |  | Lightspan MF-2 DC Power Cable ETSI 10m | 2 | NOKIA | Nokia WH | 2025-05-22 | TBD | Maragusan |  | 2025-05-26 | Pulled Out | Implemented
SCM2025A000111 | 807134 |  | MF-2 Chassis |  | CA-Power Cable Ground Yellow/Green, M8 lug | 1 | NOKIA | Nokia WH | 2025-05-22 | TBD | Maragusan |  | 2025-05-26 | Pulled Out | Implemented
SCM2025A000111 | 819464 |  | MF-2 Cards | 3FE53441AA | GPON SFP B+ (C-temp) OLT | 16 | NOKIA | Nokia WH | 2025-05-22 | TBD | Maragusan |  | 2025-05-26 | Pulled Out | Implemented
SCM2025A000111 | 819421 |  | MF-2 Cards | 3FE47581AB | XGS-PON/GPON MPM B+ (28 dBm), C-temp | 16 | NOKIA | Nokia WH | 2025-05-22 | TBD | Maragusan |  | 2025-05-26 | Pulled Out | Implemented
SCM2025A000111 | 819430 |  | MF-2 Cards | 3FE76353AA | Lightspan MF 16port Multi-PON Line board | 2 | NOKIA | Nokia WH | 2025-05-22 | TBD | Maragusan |  | 2025-05-26 | Pulled Out | Implemented
SCM2025A000111 | 963926 |  | MF-2 Cards | 3FE76877AC | Lightspan RTU per PON port | 16 | NOKIA | Nokia WH | 2025-05-22 | TBD | Maragusan |  | 2025-05-26 | Pulled Out | Implemented
SCM2025A000111 | 963928 |  | MF-2 Cards | 3EC17929MT | 20Gbps per LT SW Package; License per LT which synchronizes at 20Gbps with the NT | 4 | NOKIA | Nokia WH | 2025-05-22 | TBD | Maragusan |  | 2025-05-26 | Pulled Out | Implemented
SCM2025A000111 | 964488 |  | MF-2 Cards | 3FE76877ZA | Lightspan SDN activation fee on fiber LTs and units; License per linecard or single unit | 2 | NOKIA | Nokia WH | 2025-05-22 | TBD | Maragusan |  | 2025-05-26 | Pulled Out | Implemented
SCM2025A000111 | 964486 |  | MF-2 Cards | 3FE76877FA | Lightspan MPM-PON (GPON/XGSPON) enablement package; License per MPM-PON port | 16 | NOKIA | Nokia WH | 2025-05-22 | TBD | Maragusan |  | 2025-05-26 | Pulled Out | Implemented
SCM2025A000111 | 806277 |  | MF-2 Cards | 3FE28521GLAA | Simplex patch cord, SC/UPC -SC/UPC 15m | 32 | NOKIA | Nokia WH | 2025-05-22 | TBD | Maragusan |  | 2025-05-26 | Pulled Out | Implemented
SCM2025A000114 | 816828 |  | LARGE ODC |  | ODC(Including Rectifier FP2 2KW*1 & 200Ah AGM battery)/20U equip. space ¦ (1120x700x1650) | 1 | NOKIA | Nokia WH | 2025-06-16 | SL6925 | Amaia Scapes Rizal Sector 1
SCM2025A000115 | 816828 |  | LARGE ODC |  | ODC(Including Rectifier FP2 2KW*1 & 200Ah AGM battery)/20U equip. space ¦ (1120x700x1650) | 1 | NOKIA | Nokia WH | 2025-06-16 | SL6910 | Arden Botanical Village |  | 2025-06-17 | Pulled Out | Implemented
SCM2025A000116 | 816828 |  | LARGE ODC |  | ODC(Including Rectifier FP2 2KW*1 & 200Ah AGM battery)/20U equip. space ¦ (1120x700x1650) | 1 | NOKIA | Nokia WH | 2025-06-16 | NCR12334 | Allegra Garden Place-Amina |  | 2025-09-30 | Pulled Out | Implemented
SCM2025A000117 | 816828 |  | LARGE ODC |  | ODC(Including Rectifier FP2 2KW*1 & 200Ah AGM battery)/20U equip. space ¦ (1120x700x1650) | 1 | NOKIA | Nokia WH | 2025-06-16 | NCR12341 | Vion Tower
SCM2025A000118 | 816828 |  | LARGE ODC |  | ODC(Including Rectifier FP2 2KW*1 & 200Ah AGM battery)/20U equip. space ¦ (1120x700x1650) | 1 | NOKIA | Nokia WH | 2025-06-16 | NCR12350 | Sync - S Tower |  | 2026-01-19 | Pulled Out | Implemented
SCM2025A000174 | 819411 |  | OLT CHASSIS | MF-2 Chassis | Lightspan MF-2 shelf incl. fan unit, w/o dust filter | 1 | NOKIA | Nokia WH | 2025-08-13 | MIN3308 | Legacy Leisure Residences Tower 2 |  |  | Change Solution
SCM2025A000174 | 819412 |  | OLT CHASSIS | MF-2 Chassis | Lightspan MF-2 DC power module | 2 | NOKIA | Nokia WH | 2025-08-13 | MIN3308 | Legacy Leisure Residences Tower 2 |  |  | Change Solution
SCM2025A000174 | 820215 |  | OLT CHASSIS | MF-2 Chassis | MA-Dummy LT | 1 | NOKIA | Nokia WH | 2025-08-13 | MIN3308 | Legacy Leisure Residences Tower 2 |  |  | Change Solution
SCM2025A000174 | 810266 |  | OLT CHASSIS | MF-2 Chassis | SFP+ Pluggable Optical Module, 10GE LR SM 1310nm, Duplex LC connector, 10km (6.2dB) | 2 | NOKIA | Nokia WH | 2025-08-13 | MIN3308 | Legacy Leisure Residences Tower 2 |  |  | Change Solution
SCM2025A000174 | 819429 |  | OLT CHASSIS | MF-2 Chassis | Lightspan MF-2 240Gbps NT with network clock synchronization capabilities, without SFPs | 2 | NOKIA | Nokia WH | 2025-08-13 | MIN3308 | Legacy Leisure Residences Tower 2 |  |  | Change Solution
SCM2025A000174 | 963929 |  | OLT CHASSIS | MF-2 Chassis | HiCap NT Redundancy/Load Sharing Redundancy SW Package; License per Network Element (1 NE = 1 subrack); | 1 | NOKIA | Nokia WH | 2025-08-13 | MIN3308 | Legacy Leisure Residences Tower 2 |  |  | Change Solution
SCM2025A000174 | 805864 |  | OLT CHASSIS | MF-2 Chassis | Simplex patch cord, LC/UPC - SC 20m | 4 | NOKIA | Nokia WH | 2025-08-13 | MIN3308 | Legacy Leisure Residences Tower 2 |  |  | Change Solution
SCM2025A000174 | 819427 |  | OLT CHASSIS | MF-2 Chassis | Positive Power Cable /10m | 2 | NOKIA | Nokia WH | 2025-08-13 | MIN3308 | Legacy Leisure Residences Tower 2 |  |  | Change Solution
SCM2025A000174 | 819428 |  | OLT CHASSIS | MF-2 Chassis | Positive Power Cable /10m | 2 | NOKIA | Nokia WH | 2025-08-13 | MIN3308 | Legacy Leisure Residences Tower 2 |  |  | Change Solution
SCM2025A000174 | TBD |  | OLT CHASSIS | MF-2 Chassis | Lightspan MF-2 DC Power Cable ETSI 10m | 2 | NOKIA | Nokia WH | 2025-08-13 | MIN3308 | Legacy Leisure Residences Tower 2 |  |  | Change Solution
SCM2025A000174 | 807134 |  | OLT CHASSIS | MF-2 Chassis | CA-Power Cable Ground Yellow/Green, M8 lug | 1 | NOKIA | Nokia WH | 2025-08-13 | MIN3308 | Legacy Leisure Residences Tower 2 |  |  | Change Solution
SCM2025A000174 | 819464 |  | SERVICE CARDS | MF-2 Cards | GPON SFP B+ (C-temp) OLT | 8 | NOKIA | Nokia WH | 2025-08-13 | MIN3308 | Legacy Leisure Residences Tower 2 |  |  | Change Solution
SCM2025A000174 | 819421 |  | SERVICE CARDS | MF-2 Cards | XGS-PON/GPON MPM B+ (28 dBm), C-temp | 8 | NOKIA | Nokia WH | 2025-08-13 | MIN3308 | Legacy Leisure Residences Tower 2 |  |  | Change Solution
SCM2025A000174 | 819430 |  | SERVICE CARDS | MF-2 Cards | Lightspan MF 16port Multi-PON Line board | 1 | NOKIA | Nokia WH | 2025-08-13 | MIN3308 | Legacy Leisure Residences Tower 2 |  |  | Change Solution
SCM2025A000174 | 963926 |  | SERVICE CARDS | MF-2 Cards | Lightspan RTU per PON port | 8 | NOKIA | Nokia WH | 2025-08-13 | MIN3308 | Legacy Leisure Residences Tower 2 |  |  | Change Solution
SCM2025A000174 | 963928 |  | SERVICE CARDS | MF-2 Cards | 20Gbps per LT SW Package; License per LT which synchronizes at 20Gbps with the NT | 2 | NOKIA | Nokia WH | 2025-08-13 | MIN3308 | Legacy Leisure Residences Tower 2 |  |  | Change Solution
SCM2025A000174 | 964488 |  | SERVICE CARDS | MF-2 Cards | Lightspan SDN activation fee on fiber LTs and units; License per linecard or single unit | 1 | NOKIA | Nokia WH | 2025-08-13 | MIN3308 | Legacy Leisure Residences Tower 2 |  |  | Change Solution
SCM2025A000174 | 964486 |  | SERVICE CARDS | MF-2 Cards | Lightspan MPM-PON (GPON/XGSPON) enablement package; License per MPM-PON port | 8 | NOKIA | Nokia WH | 2025-08-13 | MIN3308 | Legacy Leisure Residences Tower 2 |  |  | Change Solution
SCM2025A000174 | 806277 |  | SERVICE CARDS | MF-2 Cards | Simplex patch cord, SC/UPC -SC/UPC 15m | 16 | NOKIA | Nokia WH | 2025-08-13 | MIN3308 | Legacy Leisure Residences Tower 2 |  |  | Change Solution
SCM2025A000174 | 819499 |  | HOUSING | QODC | Quick deployment ODC (w/o battery) to accommodate ( 1*MF-2) | 1 | NOKIA | Nokia WH | 2025-08-13 | MIN3308 | Legacy Leisure Residences Tower 2 |  |  | Change Solution
SCM2025A000174 | 819500 |  | HOUSING | QODC | Pole mounting kit | 1 | NOKIA | Nokia WH | 2025-08-13 | MIN3308 | Legacy Leisure Residences Tower 2 |  |  | Change Solution
SCM2025A000174 | 819501 |  | HOUSING | QODC | Wall mounting kits | 1 | NOKIA | Nokia WH | 2025-08-13 | MIN3308 | Legacy Leisure Residences Tower 2 |  |  | Change Solution
SCM2025A000174 | 819502 |  | HOUSING | QODC | Base pad plinth (ground installation) | 1 | NOKIA | Nokia WH | 2025-08-13 | MIN3308 | Legacy Leisure Residences Tower 2 |  |  | Change Solution
SCM2025A000175 | 819464 |  | SERVICE CARDS | FX-4 Cards | GPON SFP B+ (C-temp) OLT | 8 | NOKIA | Nokia WH | 2025-08-13 | NCR12224 | Quantum Residences T2 |  | 2025-03-03 | Pulled Out | Implemented
SCM2025A000175 | 819421 |  | SERVICE CARDS | FX-4 Cards | XGS-PON/GPON MPM B+ (28 dBm), C-temp | 8 | NOKIA | Nokia WH | 2025-08-13 | NCR12224 | Quantum Residences T2 |  | 2025-03-03 | Pulled Out | Implemented
SCM2025A000175 | 819432 |  | SERVICE CARDS | FX-4 Cards | ISAM FX 16port GPON line card (Upgradable with Software license activation for XGS PON) | 1 | NOKIA | Nokia WH | 2025-08-13 | NCR12224 | Quantum Residences T2 |  | 2025-03-03 | Pulled Out | Implemented
SCM2025A000175 | 963927 |  | SERVICE CARDS | FX-4 Cards | Software application fee per PON port | 8 | NOKIA | Nokia WH | 2025-08-13 | NCR12224 | Quantum Residences T2 |  | 2025-03-03 | Pulled Out | Implemented
SCM2025A000175 | 963932 |  | SERVICE CARDS | FX-4 Cards | ISAM Software application fee per 10G PON port | 8 | NOKIA | Nokia WH | 2025-08-13 | NCR12224 | Quantum Residences T2 |  | 2025-03-03 | Pulled Out | Implemented
SCM2025A000175 | 963928 |  | SERVICE CARDS | FX-4 Cards | ISAM 20Gbps per LT SW Package; License per LT which synchronizes at 20Gbps with the NT | 2 | NOKIA | Nokia WH | 2025-08-13 | NCR12224 | Quantum Residences T2 |  | 2025-03-03 | Pulled Out | Implemented
SCM2025A000175 | 963930 |  | SERVICE CARDS | FX-4 Cards | ISAM FGUT-A upgrade SW package(Activate 10GPON license) /Per LT | 1 | NOKIA | Nokia WH | 2025-08-13 | NCR12224 | Quantum Residences T2 |  | 2025-03-03 | Pulled Out | Implemented
SCM2025A000175 | 963931 |  | SERVICE CARDS | FX-4 Cards | ISAM MPM Software application fee per xPON port | 8 | NOKIA | Nokia WH | 2025-08-13 | NCR12224 | Quantum Residences T2 |  | 2025-03-03 | Pulled Out | Implemented
SCM2025A000175 | 806277 |  | SERVICE CARDS | FX-4 Cards | Simplex patch cord, SC/UPC -SC/UPC 15m | 16 | NOKIA | Nokia WH | 2025-08-13 | NCR12224 | Quantum Residences T2 |  | 2025-03-03 | Pulled Out | Implemented
SCM2025A000179 | 819411 |  | OLT CHASSIS | MF-2 Chassis | Lightspan MF-2 shelf incl. fan unit, w/o dust filter | 1 | NOKIA | Nokia WH | 2025-08-13 | NCR8162 | Century Spire Residential
SCM2025A000179 | 819412 |  | OLT CHASSIS | MF-2 Chassis | Lightspan MF-2 DC power module | 2 | NOKIA | Nokia WH | 2025-08-13 | NCR8162 | Century Spire Residential
SCM2025A000179 | 820215 |  | OLT CHASSIS | MF-2 Chassis | MA-Dummy LT | 1 | NOKIA | Nokia WH | 2025-08-13 | NCR8162 | Century Spire Residential
SCM2025A000179 | 810266 |  | OLT CHASSIS | MF-2 Chassis | SFP+ Pluggable Optical Module, 10GE LR SM 1310nm, Duplex LC connector, 10km (6.2dB) | 2 | NOKIA | Nokia WH | 2025-08-13 | NCR8162 | Century Spire Residential
SCM2025A000179 | 819429 |  | OLT CHASSIS | MF-2 Chassis | Lightspan MF-2 240Gbps NT with network clock synchronization capabilities, without SFPs | 2 | NOKIA | Nokia WH | 2025-08-13 | NCR8162 | Century Spire Residential
SCM2025A000179 | 963929 |  | OLT CHASSIS | MF-2 Chassis | HiCap NT Redundancy/Load Sharing Redundancy SW Package; License per Network Element (1 NE = 1 subrack); | 1 | NOKIA | Nokia WH | 2025-08-13 | NCR8162 | Century Spire Residential
SCM2025A000179 | 805864 |  | OLT CHASSIS | MF-2 Chassis | Simplex patch cord, LC/UPC - SC 20m | 4 | NOKIA | Nokia WH | 2025-08-13 | NCR8162 | Century Spire Residential
SCM2025A000179 | 819427 |  | OLT CHASSIS | MF-2 Chassis | Positive Power Cable /10m | 2 | NOKIA | Nokia WH | 2025-08-13 | NCR8162 | Century Spire Residential
SCM2025A000179 | 819428 |  | OLT CHASSIS | MF-2 Chassis | Positive Power Cable /10m | 2 | NOKIA | Nokia WH | 2025-08-13 | NCR8162 | Century Spire Residential
SCM2025A000179 | TBD |  | OLT CHASSIS | MF-2 Chassis | Lightspan MF-2 DC Power Cable ETSI 10m | 2 | NOKIA | Nokia WH | 2025-08-13 | NCR8162 | Century Spire Residential
SCM2025A000179 | 807134 |  | OLT CHASSIS | MF-2 Chassis | CA-Power Cable Ground Yellow/Green, M8 lug | 1 | NOKIA | Nokia WH | 2025-08-13 | NCR8162 | Century Spire Residential
SCM2025A000179 | 819464 |  | SERVICE CARDS | MF-2 Cards | GPON SFP B+ (C-temp) OLT | 8 | NOKIA | Nokia WH | 2025-08-13 | NCR8162 | Century Spire Residential
SCM2025A000179 | 819421 |  | SERVICE CARDS | MF-2 Cards | XGS-PON/GPON MPM B+ (28 dBm), C-temp | 8 | NOKIA | Nokia WH | 2025-08-13 | NCR8162 | Century Spire Residential
SCM2025A000179 | 819430 |  | SERVICE CARDS | MF-2 Cards | Lightspan MF 16port Multi-PON Line board | 1 | NOKIA | Nokia WH | 2025-08-13 | NCR8162 | Century Spire Residential
SCM2025A000179 | 963926 |  | SERVICE CARDS | MF-2 Cards | Lightspan RTU per PON port | 8 | NOKIA | Nokia WH | 2025-08-13 | NCR8162 | Century Spire Residential
SCM2025A000179 | 963928 |  | SERVICE CARDS | MF-2 Cards | 20Gbps per LT SW Package; License per LT which synchronizes at 20Gbps with the NT | 2 | NOKIA | Nokia WH | 2025-08-13 | NCR8162 | Century Spire Residential
SCM2025A000179 | 964488 |  | SERVICE CARDS | MF-2 Cards | Lightspan SDN activation fee on fiber LTs and units; License per linecard or single unit | 1 | NOKIA | Nokia WH | 2025-08-13 | NCR8162 | Century Spire Residential
SCM2025A000179 | 964486 |  | SERVICE CARDS | MF-2 Cards | Lightspan MPM-PON (GPON/XGSPON) enablement package; License per MPM-PON port | 8 | NOKIA | Nokia WH | 2025-08-13 | NCR8162 | Century Spire Residential
SCM2025A000179 | 806277 |  | SERVICE CARDS | MF-2 Cards | Simplex patch cord, SC/UPC -SC/UPC 15m | 16 | NOKIA | Nokia WH | 2025-08-13 | NCR8162 | Century Spire Residential
SCM2025A000187 | 819411 |  | OLT CHASSIS | MF-2 Chassis | Lightspan MF-2 shelf incl. fan unit, w/o dust filter | 1 | NOKIA | Nokia WH | 2025-08-28 | TBD | LA VIDA TOWER A and B
SCM2025A000187 | 819412 |  | OLT CHASSIS | MF-2 Chassis | Lightspan MF-2 DC power module | 2 | NOKIA | Nokia WH | 2025-08-28 | TBD | LA VIDA TOWER A and B
SCM2025A000187 | 820215 |  | OLT CHASSIS | MF-2 Chassis | MA-Dummy LT | 1 | NOKIA | Nokia WH | 2025-08-28 | TBD | LA VIDA TOWER A and B
SCM2025A000187 | 810266 |  | OLT CHASSIS | MF-2 Chassis | SFP+ Pluggable Optical Module, 10GE LR SM 1310nm, Duplex LC connector, 10km (6.2dB) | 2 | NOKIA | Nokia WH | 2025-08-28 | TBD | LA VIDA TOWER A and B
SCM2025A000187 | 819429 |  | OLT CHASSIS | MF-2 Chassis | Lightspan MF-2 240Gbps NT with network clock synchronization capabilities, without SFPs | 2 | NOKIA | Nokia WH | 2025-08-28 | TBD | LA VIDA TOWER A and B
SCM2025A000187 | 963929 |  | OLT CHASSIS | MF-2 Chassis | HiCap NT Redundancy/Load Sharing Redundancy SW Package; License per Network Element (1 NE = 1 subrack); | 1 | NOKIA | Nokia WH | 2025-08-28 | TBD | LA VIDA TOWER A and B
SCM2025A000187 | 805864 |  | OLT CHASSIS | MF-2 Chassis | Simplex patch cord, LC/UPC - SC 20m | 4 | NOKIA | Nokia WH | 2025-08-28 | TBD | LA VIDA TOWER A and B
SCM2025A000187 | 819427 |  | OLT CHASSIS | MF-2 Chassis | Positive Power Cable /10m | 2 | NOKIA | Nokia WH | 2025-08-28 | TBD | LA VIDA TOWER A and B
SCM2025A000187 | 819428 |  | OLT CHASSIS | MF-2 Chassis | Positive Power Cable /10m | 2 | NOKIA | Nokia WH | 2025-08-28 | TBD | LA VIDA TOWER A and B
SCM2025A000187 | TBD |  | OLT CHASSIS | MF-2 Chassis | Lightspan MF-2 DC Power Cable ETSI 10m | 2 | NOKIA | Nokia WH | 2025-08-28 | TBD | LA VIDA TOWER A and B
SCM2025A000187 | 807134 |  | OLT CHASSIS | MF-2 Chassis | CA-Power Cable Ground Yellow/Green, M8 lug | 1 | NOKIA | Nokia WH | 2025-08-28 | TBD | LA VIDA TOWER A and B
SCM2025A000187 | 819464 |  | SERVICE CARDS | MF-2 Cards | GPON SFP B+ (C-temp) OLT | 16 | NOKIA | Nokia WH | 2025-08-28 | TBD | LA VIDA TOWER A and B
SCM2025A000187 | 819421 |  | SERVICE CARDS | MF-2 Cards | XGS-PON/GPON MPM B+ (28 dBm), C-temp | 16 | NOKIA | Nokia WH | 2025-08-28 | TBD | LA VIDA TOWER A and B
SCM2025A000187 | 819430 |  | SERVICE CARDS | MF-2 Cards | Lightspan MF 16port Multi-PON Line board | 2 | NOKIA | Nokia WH | 2025-08-28 | TBD | LA VIDA TOWER A and B
SCM2025A000187 | 963926 |  | SERVICE CARDS | MF-2 Cards | Lightspan RTU per PON port | 16 | NOKIA | Nokia WH | 2025-08-28 | TBD | LA VIDA TOWER A and B
SCM2025A000187 | 963928 |  | SERVICE CARDS | MF-2 Cards | 20Gbps per LT SW Package; License per LT which synchronizes at 20Gbps with the NT | 4 | NOKIA | Nokia WH | 2025-08-28 | TBD | LA VIDA TOWER A and B
SCM2025A000187 | 964488 |  | SERVICE CARDS | MF-2 Cards | Lightspan SDN activation fee on fiber LTs and units; License per linecard or single unit | 2 | NOKIA | Nokia WH | 2025-08-28 | TBD | LA VIDA TOWER A and B
SCM2025A000187 | 964486 |  | SERVICE CARDS | MF-2 Cards | Lightspan MPM-PON (GPON/XGSPON) enablement package; License per MPM-PON port | 16 | NOKIA | Nokia WH | 2025-08-28 | TBD | LA VIDA TOWER A and B
SCM2025A000187 | 806277 |  | SERVICE CARDS | MF-2 Cards | Simplex patch cord, SC/UPC -SC/UPC 15m | 32 | NOKIA | Nokia WH | 2025-08-28 | TBD | LA VIDA TOWER A and B
SCM2025A000187 | 816828 |  | HOUSING | LARGE ODC | ODC(Including Rectifer FP2 2KW*1 & 200Ah AGM battery)/20U equip. space ¦ (1120x700x1650) | 1 | NOKIA | Nokia WH | 2025-08-28 | TBD | LA VIDA TOWER A and B
SCM2025A000670 | 819464 |  | SERVICE CARDS | MF-2 Cards | GPON SFP B+ (C-temp) OLT | 8 | NOKIA | STOPPED Sites | 2025-12-02 | VIS2207 | INP-701 | Dhenver Santos | 2025-12-03 | Pulled Out | Implemented
SCM2025A000670 | 819421 |  | SERVICE CARDS | MF-2 Cards | XGS-PON/GPON MPM B+ (28 dBm), C-temp | 8 | NOKIA | STOPPED Sites | 2025-12-02 | VIS2207 | INP-701 | Dhenver Santos | 2025-12-03 | Pulled Out | Implemented
SCM2025A000670 | 819430 |  | SERVICE CARDS | MF-2 Cards | Lightspan MF 16port Multi-PON Line board | 1 | NOKIA | STOPPED Sites | 2025-12-02 | VIS2207 | INP-701 | Dhenver Santos | 2025-12-03 | Pulled Out | Implemented
SCM2025A000670 | 963926 |  | SERVICE CARDS | MF-2 Cards | Lightspan RTU per PON port | 8 | NOKIA | STOPPED Sites | 2025-12-02 | VIS2207 | INP-701 | Dhenver Santos | 2025-12-03 | Pulled Out | Implemented
SCM2025A000670 | 963928 |  | SERVICE CARDS | MF-2 Cards | 20Gbps per LT SW Package; License per LT which synchronizes at 20Gbps with the NT | 2 | NOKIA | STOPPED Sites | 2025-12-02 | VIS2207 | INP-701 | Dhenver Santos | 2025-12-03 | Pulled Out | Implemented
SCM2025A000670 | 964488 |  | SERVICE CARDS | MF-2 Cards | Lightspan SDN activation fee on fiber LTs and units; License per linecard or single unit | 1 | NOKIA | STOPPED Sites | 2025-12-02 | VIS2207 | INP-701 | Dhenver Santos | 2025-12-03 | Pulled Out | Implemented
SCM2025A000670 | 964486 |  | SERVICE CARDS | MF-2 Cards | Lightspan MPM-PON (GPON/XGSPON) enablement package; License per MPM-PON port | 8 | NOKIA | STOPPED Sites | 2025-12-02 | VIS2207 | INP-701 | Dhenver Santos | 2025-12-03 | Pulled Out | Implemented
SCM2025A000670 | 806277 |  | SERVICE CARDS | MF-2 Cards | Simplex patch cord, SC/UPC -SC/UPC 15m | 16 | NOKIA | STOPPED Sites | 2025-12-02 | VIS2207 | INP-701 | Dhenver Santos | 2025-12-03 | Pulled Out | Implemented
SCM2025A000669 | 819464 |  | SERVICE CARDS | MF-2 Cards | GPON SFP B+ (C-temp) OLT | 8 | NOKIA | STOPPED Sites | 2025-12-02 | VIS2193 | MAA-701 | Dhenver Santos | 2025-11-29 | Pulled Out | Implemented
SCM2025A000669 | 819421 |  | SERVICE CARDS | MF-2 Cards | XGS-PON/GPON MPM B+ (28 dBm), C-temp | 8 | NOKIA | STOPPED Sites | 2025-12-02 | VIS2193 | MAA-701 | Dhenver Santos | 2025-11-29 | Pulled Out | Implemented
SCM2025A000669 | 819430 |  | SERVICE CARDS | MF-2 Cards | Lightspan MF 16port Multi-PON Line board | 1 | NOKIA | STOPPED Sites | 2025-12-02 | VIS2193 | MAA-701 | Dhenver Santos | 2025-11-29 | Pulled Out | Implemented
SCM2025A000669 | 963926 |  | SERVICE CARDS | MF-2 Cards | Lightspan RTU per PON port | 8 | NOKIA | STOPPED Sites | 2025-12-02 | VIS2193 | MAA-701 | Dhenver Santos | 2025-11-29 | Pulled Out | Implemented
SCM2025A000669 | 963928 |  | SERVICE CARDS | MF-2 Cards | 20Gbps per LT SW Package; License per LT which synchronizes at 20Gbps with the NT | 2 | NOKIA | STOPPED Sites | 2025-12-02 | VIS2193 | MAA-701 | Dhenver Santos | 2025-11-29 | Pulled Out | Implemented
SCM2025A000669 | 964488 |  | SERVICE CARDS | MF-2 Cards | Lightspan SDN activation fee on fiber LTs and units; License per linecard or single unit | 1 | NOKIA | STOPPED Sites | 2025-12-02 | VIS2193 | MAA-701 | Dhenver Santos | 2025-11-29 | Pulled Out | Implemented
SCM2025A000669 | 964486 |  | SERVICE CARDS | MF-2 Cards | Lightspan MPM-PON (GPON/XGSPON) enablement package; License per MPM-PON port | 8 | NOKIA | STOPPED Sites | 2025-12-02 | VIS2193 | MAA-701 | Dhenver Santos | 2025-11-29 | Pulled Out | Implemented
SCM2025A000669 | 806277 |  | SERVICE CARDS | MF-2 Cards | Simplex patch cord, SC/UPC -SC/UPC 15m | 16 | NOKIA | STOPPED Sites | 2025-12-02 | VIS2193 | MAA-701 | Dhenver Santos | 2025-11-29 | Pulled Out | Implemented
SCM2025A000682 | 819464 |  | SERVICE CARDS | FX-4 Cards | PON Transceiver20km 1310nm(Tx)1490nm(Rx) - GPON SFP B+ | 8 | NOKIA | Nokia WH | 2025-12-10 | TBD | PAV_003
SCM2025A000682 | 819421 |  | SERVICE CARDS | FX-4 Cards | Transcvr XGS-PON/GPON MPM B+(28dBm)Ctemp | 8 | NOKIA | Nokia WH | 2025-12-10 | TBD | PAV_003
SCM2025A000682 | 819432 |  | SERVICE CARDS | FX-4 Cards | ISAM FX 16port GPON line card(brand: Nokia) | 1 | NOKIA | Nokia WH | 2025-12-10 | TBD | PAV_003
SCM2025A000682 | 806277 |  | SERVICE CARDS | FX-4 Cards | Simplex patch cord, SC/UPC -SC/APC 15m(brand: Nokia) | 16 | NOKIA | Nokia WH | 2025-12-10 | TBD | PAV_003
SCM2025A000682 | 963927 |  | SERVICE CARDS | FX-4 Cards | Software application fee per PON port | 8 | NOKIA | Nokia WH | 2025-12-10 | TBD | PAV_003
SCM2025A000682 | 963932 |  | SERVICE CARDS | FX-4 Cards | ISAM Software application fee per 10G PON port | 8 | Nokia | Nokia WH | 2025-12-10 | TBD | PAV_003
SCM2025A000682 | 963928 |  | SERVICE CARDS | FX-4 Cards | 20Gbps per LT SW Package; License per LT which synchronizes at 20Gbps with the NT | 2 | Nokia | Nokia WH | 2025-12-10 | TBD | PAV_003
SCM2025A000682 | 963930 |  | SERVICE CARDS | FX-4 Cards | ISAM FGUT-A upgrade SW package(Activate 10GPON license) /Per LT | 1 | Nokia | Nokia WH | 2025-12-10 | TBD | PAV_003
SCM2025A000682 | 963931 |  | SERVICE CARDS | FX-4 Cards | ISAM MPM Software application fee per xPON port | 8 | Nokia | Nokia WH | 2025-12-10 | TBD | PAV_003
SCM2025A000053 | 819411 |  | OLT CHASSIS | MF-2 Chassis | Lightspan MF-2 shelf incl. fan unit, w/o dust filter | 1 | NOKIA | Nokia WH | 2025-03-19 | MIN1519 | BANALEPGDIA
SCM2025A000053 | 819412 |  | OLT CHASSIS | MF-2 Chassis | Lightspan MF-2 DC power module | 2 | NOKIA | Nokia WH | 2025-03-19 | MIN1519 | BANALEPGDIA
SCM2025A000053 | 820215 |  | OLT CHASSIS | MF-2 Chassis | MA-Dummy LT | 1 | NOKIA | Nokia WH | 2025-03-19 | MIN1519 | BANALEPGDIA
SCM2025A000053 | 810266 |  | OLT CHASSIS | MF-2 Chassis | SFP+ Pluggable Optical Module, 10GE LR SM 1310nm, Duplex LC connector, 10km (6.2dB) | 2 | NOKIA | Nokia WH | 2025-03-19 | MIN1519 | BANALEPGDIA
SCM2025A000053 | 819429 |  | OLT CHASSIS | MF-2 Chassis | Lightspan MF-2 240Gbps NT with network clock synchronization capabilities, without SFPs | 2 | NOKIA | Nokia WH | 2025-03-19 | MIN1519 | BANALEPGDIA
SCM2025A000053 | 963929 |  | OLT CHASSIS | MF-2 Chassis | HiCap NT Redundancy/Load Sharing Redundancy SW Package; License per Network Element (1 NE = 1 subrack); | 1 | NOKIA | Nokia WH | 2025-03-19 | MIN1519 | BANALEPGDIA
SCM2025A000053 | 805864 |  | OLT CHASSIS | MF-2 Chassis | Simplex patch cord, LC/UPC - SC 20m | 4 | NOKIA | Nokia WH | 2025-03-19 | MIN1519 | BANALEPGDIA
SCM2025A000053 | 819427 |  | OLT CHASSIS | MF-2 Chassis | Positive Power Cable /10m | 2 | NOKIA | Nokia WH | 2025-03-19 | MIN1519 | BANALEPGDIA
SCM2025A000053 | 819428 |  | OLT CHASSIS | MF-2 Chassis | Positive Power Cable /10m | 2 | NOKIA | Nokia WH | 2025-03-19 | MIN1519 | BANALEPGDIA
SCM2025A000053 | TBD |  | OLT CHASSIS | MF-2 Chassis | Lightspan MF-2 DC Power Cable ETSI 10m | 2 | NOKIA | Nokia WH | 2025-03-19 | MIN1519 | BANALEPGDIA
SCM2025A000053 | 807134 |  | OLT CHASSIS | MF-2 Chassis | CA-Power Cable Ground Yellow/Green, M8 lug | 1 | NOKIA | Nokia WH | 2025-03-19 | MIN1519 | BANALEPGDIA
SCM2025A000671 | 819464 |  | SERVICE CARDS | FX-4 Cards | GPON SFP B+ (C-temp) OLT | 8 | NOKIA | Nokia WH | 2026-02-13 | NCR12334 | Allegra Garden Place - Amina | SPBD | 2025-09-30 | Pulled Out | Implemented
SCM2025A000671 | 819421 |  | SERVICE CARDS | FX-4 Cards | XGS-PON/GPON MPM B+ (28 dBm), C-temp | 8 | NOKIA | Nokia WH | 2026-02-13 | NCR12334 | Allegra Garden Place - Amina | SPBD | 2025-09-30 | Pulled Out | Implemented
SCM2025A000671 | 819432 |  | SERVICE CARDS | FX-4 Cards | ISAM FX 16port GPON line card (Upgradable with Software license activation for XGS PON) | 1 | NOKIA | Nokia WH | 2026-02-13 | NCR12334 | Allegra Garden Place - Amina | SPBD | 2025-09-30 | Pulled Out | Implemented
SCM2025A000671 | 963927 |  | SERVICE CARDS | FX-4 Cards | Software application fee per PON port | 8 | NOKIA | Nokia WH | 2026-02-13 | NCR12334 | Allegra Garden Place - Amina | SPBD | 2025-09-30 | Pulled Out | Implemented
SCM2025A000671 | 963932 |  | SERVICE CARDS | FX-4 Cards | ISAM Software application fee per 10G PON port | 8 | NOKIA | Nokia WH | 2026-02-13 | NCR12334 | Allegra Garden Place - Amina | SPBD | 2025-09-30 | Pulled Out | Implemented
SCM2025A000671 | 963928 |  | SERVICE CARDS | FX-4 Cards | ISAM 20Gbps per LT SW Package; License per LT which synchronizes at 20Gbps with the NT | 2 | NOKIA | Nokia WH | 2026-02-13 | NCR12334 | Allegra Garden Place - Amina | SPBD | 2025-09-30 | Pulled Out | Implemented
SCM2025A000671 | 963930 |  | SERVICE CARDS | FX-4 Cards | ISAM FGUT-A upgrade SW package(Activate 10GPON license) /Per LT | 1 | NOKIA | Nokia WH | 2026-02-13 | NCR12334 | Allegra Garden Place - Amina | SPBD | 2025-09-30 | Pulled Out | Implemented
SCM2025A000671 | 963931 |  | SERVICE CARDS | FX-4 Cards | ISAM MPM Software application fee per xPON port | 8 | NOKIA | Nokia WH | 2026-02-13 | NCR12334 | Allegra Garden Place - Amina | SPBD | 2025-09-30 | Pulled Out | Implemented
SCM2025A000671 | 806277 |  | SERVICE CARDS | FX-4 Cards | Simplex patch cord, SC/UPC -SC/UPC 15m | 16 | NOKIA | Nokia WH | 2026-02-13 | NCR12334 | Allegra Garden Place - Amina | SPBD | 2025-09-30 | Pulled Out | Implemented
SCM2025A000673 | 819413 |  | OLT CHASSIS | FX-4 Chassis | 7360 ISAM FX-4 shelf (ETSI variant), 48V only, incl. BFAN unit | 1 | NOKIA | Nokia WH | 2026-02-13 | NCR9626 | Ananda Square Tower A | SPBD | 2025-10-09 | Pulled Out | Implemented
SCM2025A000673 | 819414 |  | OLT CHASSIS | FX-4 Chassis | ISAM FX-4 Fiber Routing Kit | 1 | NOKIA | Nokia WH | 2026-02-13 | NCR9626 | Ananda Square Tower A | SPBD | 2025-10-09 | Pulled Out | Implemented
SCM2025A000673 | NMC |  | OLT CHASSIS | FX-4 Chassis | Universal dummy plate | 2 | NOKIA | Nokia WH | 2026-02-13 | NCR9626 | Ananda Square Tower A | SPBD | 2025-10-09 | Pulled Out | Implemented
SCM2025A000673 | 810266 |  | OLT CHASSIS | FX-4 Chassis | SFP+ Pluggable Optical Module, 10GE LR SM 1310nm, -40??C to +85??C, Duplex LC connector, 10km (6.2dB) | 2 | NOKIA | Nokia WH | 2026-02-13 | NCR9626 | Ananda Square Tower A | SPBD | 2025-10-09 | Pulled Out | Implemented
SCM2025A000673 | 819433 |  | OLT CHASSIS | FX-4 Chassis | 7360 ISAM FX 1280Gbps NT with network clock synchronization capabilities, without SFPs (ETSI variant) | 2 | NOKIA | Nokia WH | 2026-02-13 | NCR9626 | Ananda Square Tower A | SPBD | 2025-10-09 | Pulled Out | Implemented
SCM2025A000673 | 963929 |  | OLT CHASSIS | FX-4 Chassis | ISAM HiCap NT Redundancy/Load Sharing Redundancy SW Package; License per Network Element (1 NE = 1 subrack); | 1 | NOKIA | Nokia WH | 2026-02-13 | NCR9626 | Ananda Square Tower A | SPBD | 2025-10-09 | Pulled Out | Implemented
SCM2025A000673 | 805864 |  | OLT CHASSIS | FX-4 Chassis | Simplex patch cord, LC/UPC - SC 20m | 4 | NOKIA | Nokia WH | 2026-02-13 | NCR9626 | Ananda Square Tower A | SPBD | 2025-10-09 | Pulled Out | Implemented
SCM2025A000673 | 819427 |  | OLT CHASSIS | FX-4 Chassis | Positive Power Cable /10m | 2 | NOKIA | Nokia WH | 2026-02-13 | NCR9626 | Ananda Square Tower A | SPBD | 2025-10-09 | Pulled Out | Implemented
SCM2025A000673 | 819428 |  | OLT CHASSIS | FX-4 Chassis | Positive Power Cable /10m | 2 | NOKIA | Nokia WH | 2026-02-13 | NCR9626 | Ananda Square Tower A | SPBD | 2025-10-09 | Pulled Out | Implemented
SCM2025A000673 | 807134 |  | OLT CHASSIS | FX-4 Chassis | CA-Power Cable Ground Yellow/Green, M8 lug | 1 | NOKIA | Nokia WH | 2026-02-13 | NCR9626 | Ananda Square Tower A | SPBD | 2025-10-09 | Pulled Out | Implemented
SCM2025A000673 | 819464 |  | SERVICE CARDS | FX-4 Cards | GPON SFP B+ (C-temp) OLT | 16 | NOKIA | Nokia WH | 2026-02-13 | NCR9626 | Ananda Square Tower A | SPBD | 2025-10-09 | Pulled Out | Implemented
SCM2025A000673 | 819421 |  | SERVICE CARDS | FX-4 Cards | XGS-PON/GPON MPM B+ (28 dBm), C-temp | 16 | NOKIA | Nokia WH | 2026-02-13 | NCR9626 | Ananda Square Tower A | SPBD | 2025-10-09 | Pulled Out | Implemented
SCM2025A000673 | 819432 |  | SERVICE CARDS | FX-4 Cards | ISAM FX 16port GPON line card (Upgradable with Software license activation for XGS PON) | 2 | NOKIA | Nokia WH | 2026-02-13 | NCR9626 | Ananda Square Tower A | SPBD | 2025-10-09 | Pulled Out | Implemented
SCM2025A000673 | 963927 |  | SERVICE CARDS | FX-4 Cards | Software application fee per PON port | 16 | NOKIA | Nokia WH | 2026-02-13 | NCR9626 | Ananda Square Tower A | SPBD | 2025-10-09 | Pulled Out | Implemented
SCM2025A000673 | 963932 |  | SERVICE CARDS | FX-4 Cards | ISAM Software application fee per 10G PON port | 16 | NOKIA | Nokia WH | 2026-02-13 | NCR9626 | Ananda Square Tower A | SPBD | 2025-10-09 | Pulled Out | Implemented
SCM2025A000673 | 963928 |  | SERVICE CARDS | FX-4 Cards | ISAM 20Gbps per LT SW Package; License per LT which synchronizes at 20Gbps with the NT | 4 | NOKIA | Nokia WH | 2026-02-13 | NCR9626 | Ananda Square Tower A | SPBD | 2025-10-09 | Pulled Out | Implemented
SCM2025A000673 | 963930 |  | SERVICE CARDS | FX-4 Cards | ISAM FGUT-A upgrade SW package(Activate 10GPON license) /Per LT | 2 | NOKIA | Nokia WH | 2026-02-13 | NCR9626 | Ananda Square Tower A | SPBD | 2025-10-09 | Pulled Out | Implemented
SCM2025A000673 | 963931 |  | SERVICE CARDS | FX-4 Cards | ISAM MPM Software application fee per xPON port | 16 | NOKIA | Nokia WH | 2026-02-13 | NCR9626 | Ananda Square Tower A | SPBD | 2025-10-09 | Pulled Out | Implemented
SCM2025A000673 | 806277 |  | SERVICE CARDS | FX-4 Cards | Simplex patch cord, SC/UPC -SC/UPC 15m | 32 | NOKIA | Nokia WH | 2026-02-13 | NCR9626 | Ananda Square Tower A | SPBD | 2025-10-09 | Pulled Out | Implemented
SCM2025A000681 | 819413 |  | OLT CHASSIS | FX-4 Chassis | 7360 ISAM FX-4 shelf (ETSI variant), 48V only, incl. BFAN unit | 1 | NOKIA | Nokia WH | 2026-02-13 |  | Urban Deca Tower Cubao | SPBD |  | Change Solution
SCM2025A000681 | 819414 |  | OLT CHASSIS | FX-4 Chassis | ISAM FX-4 Fiber Routing Kit | 1 | NOKIA | Nokia WH | 2026-02-13 |  | Urban Deca Tower Cubao | SPBD |  | Change Solution
SCM2025A000681 | NMC |  | OLT CHASSIS | FX-4 Chassis | Universal dummy plate | 2 | NOKIA | Nokia WH | 2026-02-13 |  | Urban Deca Tower Cubao | SPBD |  | Change Solution
SCM2025A000681 | 810266 |  | OLT CHASSIS | FX-4 Chassis | SFP+ Pluggable Optical Module, 10GE LR SM 1310nm, -40??C to +85??C, Duplex LC connector, 10km (6.2dB) | 2 | NOKIA | Nokia WH | 2026-02-13 |  | Urban Deca Tower Cubao | SPBD |  | Change Solution
SCM2025A000681 | 819433 |  | OLT CHASSIS | FX-4 Chassis | 7360 ISAM FX 1280Gbps NT with network clock synchronization capabilities, without SFPs (ETSI variant) | 2 | NOKIA | Nokia WH | 2026-02-13 |  | Urban Deca Tower Cubao | SPBD |  | Change Solution
SCM2025A000681 | 963929 |  | OLT CHASSIS | FX-4 Chassis | ISAM HiCap NT Redundancy/Load Sharing Redundancy SW Package; License per Network Element (1 NE = 1 subrack); | 1 | NOKIA | Nokia WH | 2026-02-13 |  | Urban Deca Tower Cubao | SPBD |  | Change Solution
SCM2025A000681 | 805864 |  | OLT CHASSIS | FX-4 Chassis | Simplex patch cord, LC/UPC - SC 20m | 4 | NOKIA | Nokia WH | 2026-02-13 |  | Urban Deca Tower Cubao | SPBD |  | Change Solution
SCM2025A000681 | 819427 |  | OLT CHASSIS | FX-4 Chassis | Positive Power Cable /10m | 2 | NOKIA | Nokia WH | 2026-02-13 |  | Urban Deca Tower Cubao | SPBD |  | Change Solution
SCM2025A000681 | 819428 |  | OLT CHASSIS | FX-4 Chassis | Positive Power Cable /10m | 2 | NOKIA | Nokia WH | 2026-02-13 |  | Urban Deca Tower Cubao | SPBD |  | Change Solution
SCM2025A000681 | 807134 |  | OLT CHASSIS | FX-4 Chassis | CA-Power Cable Ground Yellow/Green, M8 lug | 1 | NOKIA | Nokia WH | 2026-02-13 |  | Urban Deca Tower Cubao | SPBD |  | Change Solution
SCM2025A000681 | 819464 |  | SERVICE CARDS | FX-4 Cards | GPON SFP B+ (C-temp) OLT | 128 | NOKIA | Nokia WH | 2026-02-13 |  | Urban Deca Tower Cubao | SPBD |  | Change Solution
SCM2025A000681 | 819421 |  | SERVICE CARDS | FX-4 Cards | XGS-PON/GPON MPM B+ (28 dBm), C-temp | 128 | NOKIA | Nokia WH | 2026-02-13 |  | Urban Deca Tower Cubao | SPBD |  | Change Solution
SCM2025A000681 | 819432 |  | SERVICE CARDS | FX-4 Cards | ISAM FX 16port GPON line card (Upgradable with Software license activation for XGS PON) | 16 | NOKIA | Nokia WH | 2026-02-13 |  | Urban Deca Tower Cubao | SPBD |  | Change Solution
SCM2025A000681 | 963927 |  | SERVICE CARDS | FX-4 Cards | Software application fee per PON port | 128 | NOKIA | Nokia WH | 2026-02-13 |  | Urban Deca Tower Cubao | SPBD |  | Change Solution
SCM2025A000681 | 963932 |  | SERVICE CARDS | FX-4 Cards | ISAM Software application fee per 10G PON port | 128 | NOKIA | Nokia WH | 2026-02-13 |  | Urban Deca Tower Cubao | SPBD |  | Change Solution
SCM2025A000681 | 963928 |  | SERVICE CARDS | FX-4 Cards | ISAM 20Gbps per LT SW Package; License per LT which synchronizes at 20Gbps with the NT | 32 | NOKIA | Nokia WH | 2026-02-13 |  | Urban Deca Tower Cubao | SPBD |  | Change Solution
SCM2025A000681 | 963930 |  | SERVICE CARDS | FX-4 Cards | ISAM FGUT-A upgrade SW package(Activate 10GPON license) /Per LT | 16 | NOKIA | Nokia WH | 2026-02-13 |  | Urban Deca Tower Cubao | SPBD |  | Change Solution
SCM2025A000681 | 963931 |  | SERVICE CARDS | FX-4 Cards | ISAM MPM Software application fee per xPON port | 128 | NOKIA | Nokia WH | 2026-02-13 |  | Urban Deca Tower Cubao | SPBD |  | Change Solution
SCM2025A000681 | 806277 |  | SERVICE CARDS | FX-4 Cards | Simplex patch cord, SC/UPC -SC/UPC 15m | 256 | NOKIA | Nokia WH | 2026-02-13 |  | Urban Deca Tower Cubao | SPBD |  | Change Solution
SCM2025A000678 | 819464 |  | SERVICE CARDS | MF-2 Cards | GPON SFP B+ (C-temp) OLT | 8 | NOKIA | STOPPED Sites | 2026-02-13 |  | Sync - Y Tower | SPBD | 2026-01-19 | Pulled Out | Implemented
SCM2025A000678 | 819421 |  | SERVICE CARDS | MF-2 Cards | XGS-PON/GPON MPM B+ (28 dBm), C-temp | 8 | NOKIA | STOPPED Sites | 2026-02-13 |  | Sync - Y Tower | SPBD | 2026-01-19 | Pulled Out | Implemented
SCM2025A000678 | 819430 |  | SERVICE CARDS | MF-2 Cards | Lightspan MF 16port Multi-PON Line board | 1 | NOKIA | STOPPED Sites | 2026-02-13 |  | Sync - Y Tower | SPBD | 2026-01-19 | Pulled Out | Implemented
SCM2025A000678 | 963926 |  | SERVICE CARDS | MF-2 Cards | Lightspan RTU per PON port | 8 | NOKIA | STOPPED Sites | 2026-02-13 |  | Sync - Y Tower | SPBD | 2026-01-19 | Pulled Out | Implemented
SCM2025A000678 | 963928 |  | SERVICE CARDS | MF-2 Cards | 20Gbps per LT SW Package; License per LT which synchronizes at 20Gbps with the NT | 2 | NOKIA | STOPPED Sites | 2026-02-13 |  | Sync - Y Tower | SPBD | 2026-01-19 | Pulled Out | Implemented
SCM2025A000678 | 964488 |  | SERVICE CARDS | MF-2 Cards | Lightspan SDN activation fee on fiber LTs and units; License per linecard or single unit | 1 | NOKIA | STOPPED Sites | 2026-02-13 |  | Sync - Y Tower | SPBD | 2026-01-19 | Pulled Out | Implemented
SCM2025A000678 | 964486 |  | SERVICE CARDS | MF-2 Cards | Lightspan MPM-PON (GPON/XGSPON) enablement package; License per MPM-PON port | 8 | NOKIA | STOPPED Sites | 2026-02-13 |  | Sync - Y Tower | SPBD | 2026-01-19 | Pulled Out | Implemented
SCM2025A000678 | 806277 |  | SERVICE CARDS | MF-2 Cards | Simplex patch cord, SC/UPC -SC/UPC 15m | 16 | NOKIA | STOPPED Sites | 2026-02-13 |  | Sync - Y Tower | SPBD | 2026-01-19 | Pulled Out | Implemented
SCM2025A000591 | 819411 |  | OLT CHASSIS | MF-2 Chassis | Lightspan MF-2 shelf incl. fan unit, w/o dust filter | 1 | NOKIA | Nokia WH | 2026-02-13 | SL2563 | SM CITY BATANGAS | VMDU B2B | 2025-12-02 | Pulled Out | Implemented
SCM2025A000591 | 819412 |  | OLT CHASSIS | MF-2 Chassis | Lightspan MF-2 DC power module | 2 | NOKIA | Nokia WH | 2026-02-13 | SL2563 | SM CITY BATANGAS | VMDU B2B | 2025-12-02 | Pulled Out | Implemented
SCM2025A000591 | 820215 |  | OLT CHASSIS | MF-2 Chassis | MA-Dummy LT | 1 | NOKIA | Nokia WH | 2026-02-13 | SL2563 | SM CITY BATANGAS | VMDU B2B | 2025-12-02 | Pulled Out | Implemented
SCM2025A000591 | 810266 |  | OLT CHASSIS | MF-2 Chassis | SFP+ Pluggable Optical Module, 10GE LR SM 1310nm, Duplex LC connector, 10km (6.2dB) | 2 | NOKIA | Nokia WH | 2026-02-13 | SL2563 | SM CITY BATANGAS | VMDU B2B | 2025-12-02 | Pulled Out | Implemented
SCM2025A000591 | 819429 |  | OLT CHASSIS | MF-2 Chassis | Lightspan MF-2 240Gbps NT with network clock synchronization capabilities, without SFPs | 2 | NOKIA | Nokia WH | 2026-02-13 | SL2563 | SM CITY BATANGAS | VMDU B2B | 2025-12-02 | Pulled Out | Implemented
SCM2025A000591 | 963929 |  | OLT CHASSIS | MF-2 Chassis | HiCap NT Redundancy/Load Sharing Redundancy SW Package; License per Network Element (1 NE = 1 subrack); | 1 | NOKIA | Nokia WH | 2026-02-13 | SL2563 | SM CITY BATANGAS | VMDU B2B | 2025-12-02 | Pulled Out | Implemented
SCM2025A000591 | 805864 |  | OLT CHASSIS | MF-2 Chassis | Simplex patch cord, LC/UPC - SC 20m | 4 | NOKIA | Nokia WH | 2026-02-13 | SL2563 | SM CITY BATANGAS | VMDU B2B | 2025-12-02 | Pulled Out | Implemented
SCM2025A000591 | 819427 |  | OLT CHASSIS | MF-2 Chassis | Positive Power Cable /10m | 2 | NOKIA | Nokia WH | 2026-02-13 | SL2563 | SM CITY BATANGAS | VMDU B2B | 2025-12-02 | Pulled Out | Implemented
SCM2025A000591 | 819428 |  | OLT CHASSIS | MF-2 Chassis | Positive Power Cable /10m | 2 | NOKIA | Nokia WH | 2026-02-13 | SL2563 | SM CITY BATANGAS | VMDU B2B | 2025-12-02 | Pulled Out | Implemented
SCM2025A000591 | TBD |  | OLT CHASSIS | MF-2 Chassis | Lightspan MF-2 DC Power Cable ETSI 10m | 2 | NOKIA | Nokia WH | 2026-02-13 | SL2563 | SM CITY BATANGAS | VMDU B2B | 2025-12-02 | Pulled Out | Implemented
SCM2025A000591 | 807134 |  | OLT CHASSIS | MF-2 Chassis | CA-Power Cable Ground Yellow/Green, M8 lug | 1 | NOKIA | Nokia WH | 2026-02-13 | SL2563 | SM CITY BATANGAS | VMDU B2B | 2025-12-02 | Pulled Out | Implemented
SCM2025A000591 | 819464 |  | SERVICE CARDS | MF-2 Cards | GPON SFP B+ (C-temp) OLT | 8 | NOKIA | Nokia WH | 2026-02-13 | SL2563 | SM CITY BATANGAS | VMDU B2B | 2025-12-02 | Pulled Out | Implemented
SCM2025A000591 | 819421 |  | SERVICE CARDS | MF-2 Cards | XGS-PON/GPON MPM B+ (28 dBm), C-temp | 8 | NOKIA | Nokia WH | 2026-02-13 | SL2563 | SM CITY BATANGAS | VMDU B2B | 2025-12-02 | Pulled Out | Implemented
SCM2025A000591 | 819430 |  | SERVICE CARDS | MF-2 Cards | Lightspan MF 16port Multi-PON Line board | 1 | NOKIA | Nokia WH | 2026-02-13 | SL2563 | SM CITY BATANGAS | VMDU B2B | 2025-12-02 | Pulled Out | Implemented
SCM2025A000591 | 963926 |  | SERVICE CARDS | MF-2 Cards | Lightspan RTU per PON port | 8 | NOKIA | Nokia WH | 2026-02-13 | SL2563 | SM CITY BATANGAS | VMDU B2B | 2025-12-02 | Pulled Out | Implemented
SCM2025A000591 | 963928 |  | SERVICE CARDS | MF-2 Cards | 20Gbps per LT SW Package; License per LT which synchronizes at 20Gbps with the NT | 2 | NOKIA | Nokia WH | 2026-02-13 | SL2563 | SM CITY BATANGAS | VMDU B2B | 2025-12-02 | Pulled Out | Implemented
SCM2025A000591 | 964488 |  | SERVICE CARDS | MF-2 Cards | Lightspan SDN activation fee on fiber LTs and units; License per linecard or single unit | 1 | NOKIA | Nokia WH | 2026-02-13 | SL2563 | SM CITY BATANGAS | VMDU B2B | 2025-12-02 | Pulled Out | Implemented
SCM2025A000591 | 964486 |  | SERVICE CARDS | MF-2 Cards | Lightspan MPM-PON (GPON/XGSPON) enablement package; License per MPM-PON port | 8 | NOKIA | Nokia WH | 2026-02-13 | SL2563 | SM CITY BATANGAS | VMDU B2B | 2025-12-02 | Pulled Out | Implemented
SCM2025A000591 | 806277 |  | SERVICE CARDS | MF-2 Cards | Simplex patch cord, SC/UPC -SC/UPC 15m | 16 | NOKIA | Nokia WH | 2026-02-13 | SL2563 | SM CITY BATANGAS | VMDU B2B | 2025-12-02 | Pulled Out | Implemented
SCM2025A000595 | 819411 |  | OLT CHASSIS | MF-2 Chassis | Lightspan MF-2 shelf incl. fan unit, w/o dust filter | 1 | NOKIA | Nokia WH | 2026-02-13 | SL672 | SM CITY DASMARINAS | VMDU B2B | 2025-12-02 | Pulled Out | Implemented
SCM2025A000595 | 819412 |  | OLT CHASSIS | MF-2 Chassis | Lightspan MF-2 DC power module | 2 | NOKIA | Nokia WH | 2026-02-13 | SL672 | SM CITY DASMARINAS | VMDU B2B | 2025-12-02 | Pulled Out | Implemented
SCM2025A000595 | 820215 |  | OLT CHASSIS | MF-2 Chassis | MA-Dummy LT | 1 | NOKIA | Nokia WH | 2026-02-13 | SL672 | SM CITY DASMARINAS | VMDU B2B | 2025-12-02 | Pulled Out | Implemented
SCM2025A000595 | 810266 |  | OLT CHASSIS | MF-2 Chassis | SFP+ Pluggable Optical Module, 10GE LR SM 1310nm, Duplex LC connector, 10km (6.2dB) | 2 | NOKIA | Nokia WH | 2026-02-13 | SL672 | SM CITY DASMARINAS | VMDU B2B | 2025-12-02 | Pulled Out | Implemented
SCM2025A000595 | 819429 |  | OLT CHASSIS | MF-2 Chassis | Lightspan MF-2 240Gbps NT with network clock synchronization capabilities, without SFPs | 2 | NOKIA | Nokia WH | 2026-02-13 | SL672 | SM CITY DASMARINAS | VMDU B2B | 2025-12-02 | Pulled Out | Implemented
SCM2025A000595 | 963929 |  | OLT CHASSIS | MF-2 Chassis | HiCap NT Redundancy/Load Sharing Redundancy SW Package; License per Network Element (1 NE = 1 subrack); | 1 | NOKIA | Nokia WH | 2026-02-13 | SL672 | SM CITY DASMARINAS | VMDU B2B | 2025-12-02 | Pulled Out | Implemented
SCM2025A000595 | 805864 |  | OLT CHASSIS | MF-2 Chassis | Simplex patch cord, LC/UPC - SC 20m | 4 | NOKIA | Nokia WH | 2026-02-13 | SL672 | SM CITY DASMARINAS | VMDU B2B | 2025-12-02 | Pulled Out | Implemented
SCM2025A000595 | 819427 |  | OLT CHASSIS | MF-2 Chassis | Positive Power Cable /10m | 2 | NOKIA | Nokia WH | 2026-02-13 | SL672 | SM CITY DASMARINAS | VMDU B2B | 2025-12-02 | Pulled Out | Implemented
SCM2025A000595 | 819428 |  | OLT CHASSIS | MF-2 Chassis | Positive Power Cable /10m | 2 | NOKIA | Nokia WH | 2026-02-13 | SL672 | SM CITY DASMARINAS | VMDU B2B | 2025-12-02 | Pulled Out | Implemented
SCM2025A000595 | TBD |  | OLT CHASSIS | MF-2 Chassis | Lightspan MF-2 DC Power Cable ETSI 10m | 2 | NOKIA | Nokia WH | 2026-02-13 | SL672 | SM CITY DASMARINAS | VMDU B2B | 2025-12-02 | Pulled Out | Implemented
SCM2025A000595 | 807134 |  | OLT CHASSIS | MF-2 Chassis | CA-Power Cable Ground Yellow/Green, M8 lug | 1 | NOKIA | Nokia WH | 2026-02-13 | SL672 | SM CITY DASMARINAS | VMDU B2B | 2025-12-02 | Pulled Out | Implemented
SCM2025A000595 | 819464 |  | SERVICE CARDS | MF-2 Cards | GPON SFP B+ (C-temp) OLT | 8 | NOKIA | Nokia WH | 2026-02-13 | SL672 | SM CITY DASMARINAS | VMDU B2B | 2025-12-02 | Pulled Out | Implemented
SCM2025A000595 | 819421 |  | SERVICE CARDS | MF-2 Cards | XGS-PON/GPON MPM B+ (28 dBm), C-temp | 8 | NOKIA | Nokia WH | 2026-02-13 | SL672 | SM CITY DASMARINAS | VMDU B2B | 2025-12-02 | Pulled Out | Implemented
SCM2025A000595 | 819430 |  | SERVICE CARDS | MF-2 Cards | Lightspan MF 16port Multi-PON Line board | 1 | NOKIA | Nokia WH | 2026-02-13 | SL672 | SM CITY DASMARINAS | VMDU B2B | 2025-12-02 | Pulled Out | Implemented
SCM2025A000595 | 963926 |  | SERVICE CARDS | MF-2 Cards | Lightspan RTU per PON port | 8 | NOKIA | Nokia WH | 2026-02-13 | SL672 | SM CITY DASMARINAS | VMDU B2B | 2025-12-02 | Pulled Out | Implemented
SCM2025A000595 | 963928 |  | SERVICE CARDS | MF-2 Cards | 20Gbps per LT SW Package; License per LT which synchronizes at 20Gbps with the NT | 2 | NOKIA | Nokia WH | 2026-02-13 | SL672 | SM CITY DASMARINAS | VMDU B2B | 2025-12-02 | Pulled Out | Implemented
SCM2025A000595 | 964488 |  | SERVICE CARDS | MF-2 Cards | Lightspan SDN activation fee on fiber LTs and units; License per linecard or single unit | 1 | NOKIA | Nokia WH | 2026-02-13 | SL672 | SM CITY DASMARINAS | VMDU B2B | 2025-12-02 | Pulled Out | Implemented
SCM2025A000595 | 964486 |  | SERVICE CARDS | MF-2 Cards | Lightspan MPM-PON (GPON/XGSPON) enablement package; License per MPM-PON port | 8 | NOKIA | Nokia WH | 2026-02-13 | SL672 | SM CITY DASMARINAS | VMDU B2B | 2025-12-02 | Pulled Out | Implemented
SCM2025A000595 | 806277 |  | SERVICE CARDS | MF-2 Cards | Simplex patch cord, SC/UPC -SC/UPC 15m | 16 | NOKIA | Nokia WH | 2026-02-13 | SL672 | SM CITY DASMARINAS | VMDU B2B | 2025-12-02 | Pulled Out | Implemented
SCM2025A000592 | 819411 |  | OLT CHASSIS | MF-2 Chassis | Lightspan MF-2 shelf incl. fan unit, w/o dust filter | 1 | NOKIA | Nokia WH | 2026-02-13 | SL3254 | Tulips Garden | SPBD
SCM2025A000592 | 819412 |  | OLT CHASSIS | MF-2 Chassis | Lightspan MF-2 DC power module | 2 | NOKIA | Nokia WH | 2026-02-13 | SL3254 | Tulips Garden | SPBD
SCM2025A000592 | 820215 |  | OLT CHASSIS | MF-2 Chassis | MA-Dummy LT | 1 | NOKIA | Nokia WH | 2026-02-13 | SL3254 | Tulips Garden | SPBD
SCM2025A000592 | 810266 |  | OLT CHASSIS | MF-2 Chassis | SFP+ Pluggable Optical Module, 10GE LR SM 1310nm, Duplex LC connector, 10km (6.2dB) | 2 | NOKIA | Nokia WH | 2026-02-13 | SL3254 | Tulips Garden | SPBD
SCM2025A000592 | 819429 |  | OLT CHASSIS | MF-2 Chassis | Lightspan MF-2 240Gbps NT with network clock synchronization capabilities, without SFPs | 2 | NOKIA | Nokia WH | 2026-02-13 | SL3254 | Tulips Garden | SPBD
SCM2025A000592 | 963929 |  | OLT CHASSIS | MF-2 Chassis | HiCap NT Redundancy/Load Sharing Redundancy SW Package; License per Network Element (1 NE = 1 subrack); | 1 | NOKIA | Nokia WH | 2026-02-13 | SL3254 | Tulips Garden | SPBD
SCM2025A000592 | 805864 |  | OLT CHASSIS | MF-2 Chassis | Simplex patch cord, LC/UPC - SC 20m | 4 | NOKIA | Nokia WH | 2026-02-13 | SL3254 | Tulips Garden | SPBD
SCM2025A000592 | 819427 |  | OLT CHASSIS | MF-2 Chassis | Positive Power Cable /10m | 2 | NOKIA | Nokia WH | 2026-02-13 | SL3254 | Tulips Garden | SPBD
SCM2025A000592 | 819428 |  | OLT CHASSIS | MF-2 Chassis | Positive Power Cable /10m | 2 | NOKIA | Nokia WH | 2026-02-13 | SL3254 | Tulips Garden | SPBD
SCM2025A000592 | TBD |  | OLT CHASSIS | MF-2 Chassis | Lightspan MF-2 DC Power Cable ETSI 10m | 2 | NOKIA | Nokia WH | 2026-02-13 | SL3254 | Tulips Garden | SPBD
SCM2025A000592 | 807134 |  | OLT CHASSIS | MF-2 Chassis | CA-Power Cable Ground Yellow/Green, M8 lug | 1 | NOKIA | Nokia WH | 2026-02-13 | SL3254 | Tulips Garden | SPBD
SCM2025A000592 | 819464 |  | SERVICE CARDS | MF-2 Cards | GPON SFP B+ (C-temp) OLT | 16 | NOKIA | Nokia WH | 2026-02-13 | SL3254 | Tulips Garden | SPBD
SCM2025A000592 | 819421 |  | SERVICE CARDS | MF-2 Cards | XGS-PON/GPON MPM B+ (28 dBm), C-temp | 16 | NOKIA | Nokia WH | 2026-02-13 | SL3254 | Tulips Garden | SPBD
SCM2025A000592 | 819430 |  | SERVICE CARDS | MF-2 Cards | Lightspan MF 16port Multi-PON Line board | 2 | NOKIA | Nokia WH | 2026-02-13 | SL3254 | Tulips Garden | SPBD
SCM2025A000592 | 963926 |  | SERVICE CARDS | MF-2 Cards | Lightspan RTU per PON port | 16 | NOKIA | Nokia WH | 2026-02-13 | SL3254 | Tulips Garden | SPBD
SCM2025A000592 | 963928 |  | SERVICE CARDS | MF-2 Cards | 20Gbps per LT SW Package; License per LT which synchronizes at 20Gbps with the NT | 4 | NOKIA | Nokia WH | 2026-02-13 | SL3254 | Tulips Garden | SPBD
SCM2025A000592 | 964488 |  | SERVICE CARDS | MF-2 Cards | Lightspan SDN activation fee on fiber LTs and units; License per linecard or single unit | 2 | NOKIA | Nokia WH | 2026-02-13 | SL3254 | Tulips Garden | SPBD
SCM2025A000592 | 964486 |  | SERVICE CARDS | MF-2 Cards | Lightspan MPM-PON (GPON/XGSPON) enablement package; License per MPM-PON port | 16 | NOKIA | Nokia WH | 2026-02-13 | SL3254 | Tulips Garden | SPBD
SCM2025A000592 | 806277 |  | SERVICE CARDS | MF-2 Cards | Simplex patch cord, SC/UPC -SC/UPC 15m | 32 | NOKIA | Nokia WH | 2026-02-13 | SL3254 | Tulips Garden | SPBD
SCM2024A000288 | 819499 |  | HOUSING | QODC | Quick deployment ODC (w/o battery) to accommodate ( 1*MF-2) | 1 | NOKIA | Nokia WH | 2024-11-11 | MIN4303 | CapSite_BrgySumagdang_IsabelaCity | Dave Mhar Raquel |  | Pulled Out
SCM2024A000288 | 819500 |  | HOUSING | QODC | Pole mounting kit | 1 | NOKIA | Nokia WH | 2024-11-11 | MIN4303 | CapSite_BrgySumagdang_IsabelaCity | Dave Mhar Raquel |  | Pulled Out
SCM2024A000289 | 819499 |  | HOUSING | QODC | Quick deployment ODC (w/o battery) to accommodate ( 1*MF-2) | 1 | NOKIA | Nokia WH | 2024-11-11 | MIN4304 | 2020_CapSIte_BrgyTabukPob_IsabelaCity_Basilan | Dave Mhar Raquel |  | Pulled Out
SCM2024A000289 | 819500 |  | HOUSING | QODC | Pole mounting kit | 1 | NOKIA | Nokia WH | 2024-11-11 | MIN4304 | 2020_CapSIte_BrgyTabukPob_IsabelaCity_Basilan | Dave Mhar Raquel |  | Pulled Out
SCM2024A000290 | 819499 |  | HOUSING | QODC | Quick deployment ODC (w/o battery) to accommodate ( 1*MF-2) | 1 | NOKIA | Nokia WH | 2024-11-11 | MIN4683 | TcoColoc_Brgy.Midtimbang(Pob.)_DatuAnggalMidtimbang_Maguindanao | Dave Mhar Raquel |  | Pulled Out
SCM2024A000290 | 819500 |  | HOUSING | QODC | Pole mounting kit | 1 | NOKIA | Nokia WH | 2024-11-11 | MIN4683 | TcoColoc_Brgy.Midtimbang(Pob.)_DatuAnggalMidtimbang_Maguindanao | Dave Mhar Raquel |  | Pulled Out
SCM2024A000291 | 819499 |  | HOUSING | QODC | Quick deployment ODC (w/o battery) to accommodate ( 1*MF-2) | 1 | NOKIA | Nokia WH | 2024-11-11 | MIN3605 | Brgy.Labangal03_GeneralSantosCity_SouthCotabato | Dave Mhar Raquel |  | Pulled Out
SCM2024A000291 | 819500 |  | HOUSING | QODC | Pole mounting kit | 1 | NOKIA | Nokia WH | 2024-11-11 | MIN3605 | Brgy.Labangal03_GeneralSantosCity_SouthCotabato | Dave Mhar Raquel |  | Pulled Out
SCM2024A000292 | 819499 |  | HOUSING | QODC | Quick deployment ODC (w/o battery) to accommodate ( 1*MF-2) | 1 | NOKIA | Nokia WH | 2024-11-11 | MIN4687 | TcoColoc_Brgy.TuayanI_DatuHofferAmpatuan_Maguindanao | Dave Mhar Raquel |  | Pulled Out
SCM2024A000292 | 819500 |  | HOUSING | QODC | Pole mounting kit | 1 | NOKIA | Nokia WH | 2024-11-11 | MIN4687 | TcoColoc_Brgy.TuayanI_DatuHofferAmpatuan_Maguindanao | Dave Mhar Raquel |  | Pulled Out
SCM2024A000293 | 819499 |  | HOUSING | QODC | Quick deployment ODC (w/o battery) to accommodate ( 1*MF-2) | 1 | NOKIA | Nokia WH | 2024-11-11 | MIN4412 | Brgy.Kapingkong_Lambayong(MarianoMarcos)_SultanKudarat | Dave Mhar Raquel |  | Pulled Out
SCM2024A000293 | 819500 |  | HOUSING | QODC | Pole mounting kit | 1 | NOKIA | Nokia WH | 2024-11-11 | MIN4412 | Brgy.Kapingkong_Lambayong(MarianoMarcos)_SultanKudarat | Dave Mhar Raquel |  | Pulled Out
SCM2024A000294 | 819499 |  | HOUSING | QODC | Quick deployment ODC (w/o battery) to accommodate ( 1*MF-2) | 1 | NOKIA | Nokia WH | 2024-11-11 | MIN4789 | TcoColoc_Brgy.SanIsidro(Lagao2nd)_GeneralSantosCity_SouthCotabato | Dave Mhar Raquel |  | Pulled Out
SCM2024A000294 | 819500 |  | HOUSING | QODC | Pole mounting kit | 1 | NOKIA | Nokia WH | 2024-11-11 | MIN4789 | TcoColoc_Brgy.SanIsidro(Lagao2nd)_GeneralSantosCity_SouthCotabato | Dave Mhar Raquel |  | Pulled Out
SCM2024A000295 | 819499 |  | HOUSING | QODC | Quick deployment ODC (w/o battery) to accommodate ( 1*MF-2) | 1 | NOKIA | Nokia WH | 2024-11-11 | MIN4443 | CapSite_BrgyPoblacion_NorthCotabato | Dave Mhar Raquel |  | Pulled Out
SCM2024A000295 | 819500 |  | HOUSING | QODC | Pole mounting kit | 1 | NOKIA | Nokia WH | 2024-11-11 | MIN4443 | CapSite_BrgyPoblacion_NorthCotabato | Dave Mhar Raquel |  | Pulled Out
SCM2024A000296 | 819499 |  | HOUSING | QODC | Quick deployment ODC (w/o battery) to accommodate ( 1*MF-2) | 1 | NOKIA | Nokia WH | 2024-11-11 | MIN4685 | TcoColoc_Brgy.Dualing_Aleosan_NorthCotabato | Dave Mhar Raquel |  | Pulled Out
SCM2024A000296 | 819500 |  | HOUSING | QODC | Pole mounting kit | 1 | NOKIA | Nokia WH | 2024-11-11 | MIN4685 | TcoColoc_Brgy.Dualing_Aleosan_NorthCotabato | Dave Mhar Raquel |  | Pulled Out
SCM2024A000297 | 819499 |  | HOUSING | QODC | Quick deployment ODC (w/o battery) to accommodate ( 1*MF-2) | 1 | NOKIA | Nokia WH | 2024-11-11 | MIN4769 | TcoColoc_Brgy.Macasampen_Guindulungan_Maguindanao | Dave Mhar Raquel |  | Pulled Out
SCM2024A000297 | 819500 |  | HOUSING | QODC | Pole mounting kit | 1 | NOKIA | Nokia WH | 2024-11-11 | MIN4769 | TcoColoc_Brgy.Macasampen_Guindulungan_Maguindanao | Dave Mhar Raquel |  | Pulled Out
SCM2024A000298 | 819499 |  | HOUSING | QODC | Quick deployment ODC (w/o battery) to accommodate ( 1*MF-2) | 1 | NOKIA | Nokia WH | 2024-11-11 | MIN4762 | TcoColoc_Brgy.Nalapaan_Pikit_NorthCotabato | Dave Mhar Raquel |  | Pulled Out
SCM2024A000298 | 819500 |  | HOUSING | QODC | Pole mounting kit | 1 | NOKIA | Nokia WH | 2024-11-11 | MIN4762 | TcoColoc_Brgy.Nalapaan_Pikit_NorthCotabato | Dave Mhar Raquel |  | Pulled Out
SCM2024A000299 | 819499 |  | HOUSING | QODC | Quick deployment ODC (w/o battery) to accommodate ( 1*MF-2) | 1 | NOKIA | Nokia WH | 2024-11-11 | MIN4462 | CapSite_BrgySingao_KidapawanCity | Dave Mhar Raquel |  | Pulled Out
SCM2024A000299 | 819500 |  | HOUSING | QODC | Pole mounting kit | 1 | NOKIA | Nokia WH | 2024-11-11 | MIN4462 | CapSite_BrgySingao_KidapawanCity | Dave Mhar Raquel |  | Pulled Out
SCM2024A000300 | 819499 |  | HOUSING | QODC | Quick deployment ODC (w/o battery) to accommodate ( 1*MF-2) | 1 | NOKIA | Nokia WH | 2024-11-11 | MIN3802 | Brgy.Dahican01_MatiCity(Capital)_DavaoOriental | Dave Mhar Raquel |  | Pulled Out
SCM2024A000300 | 819500 |  | HOUSING | QODC | Pole mounting kit | 1 | NOKIA | Nokia WH | 2024-11-11 | MIN3802 | Brgy.Dahican01_MatiCity(Capital)_DavaoOriental | Dave Mhar Raquel |  | Pulled Out
SCM2024A000301 | 819499 |  | HOUSING | QODC | Quick deployment ODC (w/o battery) to accommodate ( 1*MF-2) | 1 | NOKIA | Nokia WH | 2024-11-11 | MIN4755 | TcoColoc_Brgy.Dacudao_DavaoCity_DavaoDelSur | Dave Mhar Raquel |  | Pulled Out
SCM2024A000301 | 819500 |  | HOUSING | QODC | Pole mounting kit | 1 | NOKIA | Nokia WH | 2024-11-11 | MIN4755 | TcoColoc_Brgy.Dacudao_DavaoCity_DavaoDelSur | Dave Mhar Raquel |  | Pulled Out
SCM2024A000302 | 819499 |  | HOUSING | QODC | Quick deployment ODC (w/o battery) to accommodate ( 1*MF-2) | 1 | NOKIA | Nokia WH | 2024-11-11 | MIN4775 | TcoColoc_Brgy.Mapawa_Maragusan(SanMariano)_DavaoDeOro | Dave Mhar Raquel |  | Pulled Out
SCM2024A000302 | 819500 |  | HOUSING | QODC | Pole mounting kit | 1 | NOKIA | Nokia WH | 2024-11-11 | MIN4775 | TcoColoc_Brgy.Mapawa_Maragusan(SanMariano)_DavaoDeOro | Dave Mhar Raquel |  | Pulled Out
SCM2024A000303 | 819499 |  | HOUSING | QODC | Quick deployment ODC (w/o battery) to accommodate ( 1*MF-2) | 1 | NOKIA | Nokia WH | 2024-11-11 | MIN4779 | TcoColoc_Brgy.SanMiguel(Camp4)_TagumCity(Capital)_DavaoDelNorte | Dave Mhar Raquel |  | Pulled Out
SCM2024A000303 | 819500 |  | HOUSING | QODC | Pole mounting kit | 1 | NOKIA | Nokia WH | 2024-11-11 | MIN4779 | TcoColoc_Brgy.SanMiguel(Camp4)_TagumCity(Capital)_DavaoDelNorte | Dave Mhar Raquel |  | Pulled Out
SCM2024A000304 | 819499 |  | HOUSING | QODC | Quick deployment ODC (w/o battery) to accommodate ( 1*MF-2) | 1 | NOKIA | Nokia WH | 2024-11-11 | MIN4784 | TcoColoc_Brgy.Sudapin_KidapawanCity(Capital)_NorthCotabato | Dave Mhar Raquel |  | Pulled Out
SCM2024A000304 | 819500 |  | HOUSING | QODC | Pole mounting kit | 1 | NOKIA | Nokia WH | 2024-11-11 | MIN4784 | TcoColoc_Brgy.Sudapin_KidapawanCity(Capital)_NorthCotabato | Dave Mhar Raquel |  | Pulled Out
SCM2024A000305 | 819499 |  | HOUSING | QODC | Quick deployment ODC (w/o battery) to accommodate ( 1*MF-2) | 1 | NOKIA | Nokia WH | 2024-11-11 | MIN4785 | TcoColoc_Brgy.Libertad(Pob.)_Surallah_SouthCotabato | Dave Mhar Raquel |  | Pulled Out
SCM2024A000305 | 819500 |  | HOUSING | QODC | Pole mounting kit | 1 | NOKIA | Nokia WH | 2024-11-11 | MIN4785 | TcoColoc_Brgy.Libertad(Pob.)_Surallah_SouthCotabato | Dave Mhar Raquel |  | Pulled Out
SCM2024A000306 | 819499 |  | HOUSING | QODC | Quick deployment ODC (w/o battery) to accommodate ( 1*MF-2) | 1 | NOKIA | Nokia WH | 2024-11-11 | MIN4771 | TcoColoc_Brgy.Katidtuan02_Kabacan_NorthCotabato | Dave Mhar Raquel |  | Pulled Out
SCM2024A000306 | 819500 |  | HOUSING | QODC | Pole mounting kit | 1 | NOKIA | Nokia WH | 2024-11-11 | MIN4771 | TcoColoc_Brgy.Katidtuan02_Kabacan_NorthCotabato | Dave Mhar Raquel |  | Pulled Out
SCM2024A000307 | 819499 |  | HOUSING | QODC | Quick deployment ODC (w/o battery) to accommodate ( 1*MF-2) | 1 | NOKIA | Nokia WH | 2024-11-11 | MIN4754 | ALEJANDRANVDAVAODDS_Reloc | Dave Mhar Raquel |  | Pulled Out
SCM2024A000307 | 819500 |  | HOUSING | QODC | Pole mounting kit | 1 | NOKIA | Nokia WH | 2024-11-11 | MIN4754 | ALEJANDRANVDAVAODDS_Reloc | Dave Mhar Raquel |  | Pulled Out
SCM2024A000308 | 819499 |  | HOUSING | QODC | Quick deployment ODC (w/o battery) to accommodate ( 1*MF-2) | 1 | NOKIA | Nokia WH | 2024-11-11 | MIN4147 | ELLARINAMOR | Dave Mhar Raquel |  | Pulled Out
SCM2024A000308 | 819500 |  | HOUSING | QODC | Pole mounting kit | 1 | NOKIA | Nokia WH | 2024-11-11 | MIN4147 | ELLARINAMOR | Dave Mhar Raquel |  | Pulled Out
SCM2024A000309 | 819499 |  | HOUSING | QODC | Quick deployment ODC (w/o battery) to accommodate ( 1*MF-2) | 1 | NOKIA | Nokia WH | 2024-11-11 | MIN3315 | 2019CapSite_BrgyLuinab02_Iligan_LDN | Dave Mhar Raquel |  | Pulled Out
SCM2024A000309 | 819500 |  | HOUSING | QODC | Pole mounting kit | 1 | NOKIA | Nokia WH | 2024-11-11 | MIN3315 | 2019CapSite_BrgyLuinab02_Iligan_LDN | Dave Mhar Raquel |  | Pulled Out
SCM2024A000310 | 819499 |  | HOUSING | QODC | Quick deployment ODC (w/o battery) to accommodate ( 1*MF-2) | 1 | NOKIA | Nokia WH | 2024-11-11 | MIN4807 | Brgy.Dalipuga02_IliganCity_LanaoDelNorte | Dave Mhar Raquel |  | Pulled Out
SCM2024A000310 | 819500 |  | HOUSING | QODC | Pole mounting kit | 1 | NOKIA | Nokia WH | 2024-11-11 | MIN4807 | Brgy.Dalipuga02_IliganCity_LanaoDelNorte | Dave Mhar Raquel |  | Pulled Out
SCM2024A000311 | 819499 |  | HOUSING | QODC | Quick deployment ODC (w/o battery) to accommodate ( 1*MF-2) | 1 | NOKIA | Nokia WH | 2024-11-11 | MIN | Brgy.MarogongProper(Pob.)_Marogong_LanaoDelSur | Dave Mhar Raquel |  | Pulled Out
SCM2024A000311 | 819500 |  | HOUSING | QODC | Pole mounting kit | 1 | NOKIA | Nokia WH | 2024-11-11 | MIN | Brgy.MarogongProper(Pob.)_Marogong_LanaoDelSur | Dave Mhar Raquel |  | Pulled Out
SCM2024A000312 | 819499 |  | HOUSING | QODC | Quick deployment ODC (w/o battery) to accommodate ( 1*MF-2) | 1 | NOKIA | Nokia WH | 2024-11-11 | MIN4671 | BrgyKiwalan_IliganCity_LanaodelNorte | Dave Mhar Raquel |  | Pulled Out
SCM2024A000312 | 819500 |  | HOUSING | QODC | Pole mounting kit | 1 | NOKIA | Nokia WH | 2024-11-11 | MIN4671 | BrgyKiwalan_IliganCity_LanaodelNorte | Dave Mhar Raquel |  | Pulled Out
SCM2024A000313 | 819499 |  | HOUSING | QODC | Quick deployment ODC (w/o battery) to accommodate ( 1*MF-2) | 1 | NOKIA | Nokia WH | 2024-11-11 | MIN1961 | BrgySeaside(Pob)_IsabelaCity_Basilan. | Dave Mhar Raquel |  | Pulled Out
SCM2024A000313 | 819500 |  | HOUSING | QODC | Pole mounting kit | 1 | NOKIA | Nokia WH | 2024-11-11 | MIN1961 | BrgySeaside(Pob)_IsabelaCity_Basilan. | Dave Mhar Raquel |  | Pulled Out
SCM2024A000314 | 819499 |  | HOUSING | QODC | Quick deployment ODC (w/o battery) to accommodate ( 1*MF-2) | 1 | NOKIA | Nokia WH | 2024-11-11 | MIN2667 | MSU-IIT_BrgySantiago_IliganCity_LanaodelNorte | Dave Mhar Raquel |  | Pulled Out
SCM2024A000314 | 819500 |  | HOUSING | QODC | Pole mounting kit | 1 | NOKIA | Nokia WH | 2024-11-11 | MIN2667 | MSU-IIT_BrgySantiago_IliganCity_LanaodelNorte | Dave Mhar Raquel |  | Pulled Out
SCM2024A000315 | 819499 |  | HOUSING | QODC | Quick deployment ODC (w/o battery) to accommodate ( 1*MF-2) | 1 | NOKIA | Nokia WH | 2024-11-11 | MIN3862 | HBM_Brgy7_Malaybalay_Bukidnon | Dave Mhar Raquel |  | Pulled Out
SCM2024A000315 | 819500 |  | HOUSING | QODC | Pole mounting kit | 1 | NOKIA | Nokia WH | 2024-11-11 | MIN3862 | HBM_Brgy7_Malaybalay_Bukidnon | Dave Mhar Raquel |  | Pulled Out
SCM2024A000316 | 819499 |  | HOUSING | QODC | Quick deployment ODC (w/o battery) to accommodate ( 1*MF-2) | 1 | NOKIA | Nokia WH | 2024-11-11 | MIN3957 | 2020_CapSIte_BrgyKulayBato_Lamitan_Basilan | Dave Mhar Raquel |  | Pulled Out
SCM2024A000316 | 819500 |  | HOUSING | QODC | Pole mounting kit | 1 | NOKIA | Nokia WH | 2024-11-11 | MIN3957 | 2020_CapSIte_BrgyKulayBato_Lamitan_Basilan | Dave Mhar Raquel |  | Pulled Out
SCM2024A000317 | 819499 |  | HOUSING | QODC | Quick deployment ODC (w/o battery) to accommodate ( 1*MF-2) | 1 | NOKIA | Nokia WH | 2024-11-11 | MIN4670 | 2023Cov_BrgyTuburan_Katipunan_Zamboanga Del Norte | Dave Mhar Raquel |  | Pulled Out
SCM2024A000317 | 819500 |  | HOUSING | QODC | Pole mounting kit | 1 | NOKIA | Nokia WH | 2024-11-11 | MIN4670 | 2023Cov_BrgyTuburan_Katipunan_Zamboanga Del Norte | Dave Mhar Raquel |  | Pulled Out
SCM2024A000318 | 819499 |  | HOUSING | QODC | Quick deployment ODC (w/o battery) to accommodate ( 1*MF-2) | 1 | NOKIA | Nokia WH | 2024-11-11 | MIN3804 | CapSite_BrgyMarawiPob_MarawiCity | Dave Mhar Raquel |  | Pulled Out
SCM2024A000318 | 819500 |  | HOUSING | QODC | Pole mounting kit | 1 | NOKIA | Nokia WH | 2024-11-11 | MIN3804 | CapSite_BrgyMarawiPob_MarawiCity | Dave Mhar Raquel |  | Pulled Out
SCM2024A000319 | 819499 |  | HOUSING | QODC | Quick deployment ODC (w/o battery) to accommodate ( 1*MF-2) | 1 | NOKIA | Nokia WH | 2024-11-11 | MIN | Brgy.Tambo(Pob.)_Pualas_LanaoDelSur | Dave Mhar Raquel |  | Pulled Out
SCM2024A000319 | 819500 |  | HOUSING | QODC | Pole mounting kit | 1 | NOKIA | Nokia WH | 2024-11-11 | MIN | Brgy.Tambo(Pob.)_Pualas_LanaoDelSur | Dave Mhar Raquel |  | Pulled Out
SCM2024A000320 | 819499 |  | HOUSING | QODC | Quick deployment ODC (w/o battery) to accommodate ( 1*MF-2) | 1 | NOKIA | Nokia WH | 2024-11-11 | MIN | Brgy.Suarez01_IliganCity_LanaoDelNorte | Dave Mhar Raquel |  | Pulled Out
SCM2024A000320 | 819500 |  | HOUSING | QODC | Pole mounting kit | 1 | NOKIA | Nokia WH | 2024-11-11 | MIN | Brgy.Suarez01_IliganCity_LanaoDelNorte | Dave Mhar Raquel |  | Pulled Out
SCM2024A000321 | 819499 |  | HOUSING | QODC | Quick deployment ODC (w/o battery) to accommodate ( 1*MF-2) | 1 | NOKIA | Nokia WH | 2024-11-11 | MIN4675 | BrgyDabliston_Sultan Naga Dimaporo (Karomatan)_Lanao Del Norte | Dave Mhar Raquel |  | Pulled Out
SCM2024A000321 | 819500 |  | HOUSING | QODC | Pole mounting kit | 1 | NOKIA | Nokia WH | 2024-11-11 | MIN4675 | BrgyDabliston_Sultan Naga Dimaporo (Karomatan)_Lanao Del Norte | Dave Mhar Raquel |  | Pulled Out
SCM2024A000322 | 819499 |  | HOUSING | QODC | Quick deployment ODC (w/o battery) to accommodate ( 1*MF-2) | 1 | NOKIA | Nokia WH | 2024-11-11 | MIN | Brgy.Lampanusan02_Kalilangan_Bukidnon | Dave Mhar Raquel |  | Pulled Out
SCM2024A000322 | 819500 |  | HOUSING | QODC | Pole mounting kit | 1 | NOKIA | Nokia WH | 2024-11-11 | MIN | Brgy.Lampanusan02_Kalilangan_Bukidnon | Dave Mhar Raquel |  | Pulled Out
SCM2024A000323 | 819499 |  | HOUSING | QODC | Quick deployment ODC (w/o battery) to accommodate ( 1*MF-2) | 1 | NOKIA | Nokia WH | 2024-11-11 | MIN4372 | CapSite_BrgyNavarro_MarawiCity | Dave Mhar Raquel |  | Pulled Out
SCM2024A000323 | 819500 |  | HOUSING | QODC | Pole mounting kit | 1 | NOKIA | Nokia WH | 2024-11-11 | MIN4372 | CapSite_BrgyNavarro_MarawiCity | Dave Mhar Raquel |  | Pulled Out
SCM2024A000324 | 819499 |  | HOUSING | QODC | Quick deployment ODC (w/o battery) to accommodate ( 1*MF-2) | 1 | NOKIA | Nokia WH | 2024-11-11 | MIN2560 | BrgyBuadiAmloy_Masiu_LanaoDelSur | Dave Mhar Raquel |  | Pulled Out
SCM2024A000324 | 819500 |  | HOUSING | QODC | Pole mounting kit | 1 | NOKIA | Nokia WH | 2024-11-11 | MIN2560 | BrgyBuadiAmloy_Masiu_LanaoDelSur | Dave Mhar Raquel |  | Pulled Out
SCM2024A000325 | 819499 |  | HOUSING | QODC | Quick deployment ODC (w/o battery) to accommodate ( 1*MF-2) | 1 | NOKIA | Nokia WH | 2024-11-11 | MIN2581 | BrgyBalagunun_Maguing_LanaoDelSur | Dave Mhar Raquel |  | Pulled Out
SCM2024A000325 | 819500 |  | HOUSING | QODC | Pole mounting kit | 1 | NOKIA | Nokia WH | 2024-11-11 | MIN2581 | BrgyBalagunun_Maguing_LanaoDelSur | Dave Mhar Raquel |  | Pulled Out
SCM2024A000326 | 819499 |  | HOUSING | QODC | Quick deployment ODC (w/o battery) to accommodate ( 1*MF-2) | 1 | NOKIA | Nokia WH | 2024-11-11 | MIN4378 | 2020CapSite_BrgyOlawa Ambolong_MarawiCity_LDN | Dave Mhar Raquel |  | Pulled Out
SCM2024A000326 | 819500 |  | HOUSING | QODC | Pole mounting kit | 1 | NOKIA | Nokia WH | 2024-11-11 | MIN4378 | 2020CapSite_BrgyOlawa Ambolong_MarawiCity_LDN | Dave Mhar Raquel |  | Pulled Out
SCM2024A000327 | 819499 |  | HOUSING | QODC | Quick deployment ODC (w/o battery) to accommodate ( 1*MF-2) | 1 | NOKIA | Nokia WH | 2024-11-11 | MIN4793 | Brgy.Macaguiling_Lumba-Bayabao(Maguing)_LanaoDelSur | Dave Mhar Raquel |  | Pulled Out
SCM2024A000327 | 819500 |  | HOUSING | QODC | Pole mounting kit | 1 | NOKIA | Nokia WH | 2024-11-11 | MIN4793 | Brgy.Macaguiling_Lumba-Bayabao(Maguing)_LanaoDelSur | Dave Mhar Raquel |  | Pulled Out
SCM2024A000328 | 819499 |  | HOUSING | QODC | Quick deployment ODC (w/o battery) to accommodate ( 1*MF-2) | 1 | NOKIA | Nokia WH | 2024-11-11 | MIN4299 | 2022_CapSite_BrgyPort Holland Zone IV (Lower)_MALUSO_BASILAN | Dave Mhar Raquel |  | Pulled Out
SCM2024A000328 | 819500 |  | HOUSING | QODC | Pole mounting kit | 1 | NOKIA | Nokia WH | 2024-11-11 | MIN4299 | 2022_CapSite_BrgyPort Holland Zone IV (Lower)_MALUSO_BASILAN | Dave Mhar Raquel |  | Pulled Out
SCM2024A000329 | 819499 |  | HOUSING | QODC | Quick deployment ODC (w/o battery) to accommodate ( 1*MF-2) | 1 | NOKIA | Nokia WH | 2024-11-11 | MIN4288 | 2020_CapSIte_BrgyKajatian_Patikul_Sulu | Dave Mhar Raquel |  | Pulled Out
SCM2024A000329 | 819500 |  | HOUSING | QODC | Pole mounting kit | 1 | NOKIA | Nokia WH | 2024-11-11 | MIN4288 | 2020_CapSIte_BrgyKajatian_Patikul_Sulu | Dave Mhar Raquel |  | Pulled Out
SCM2024A000330 | 819499 |  | HOUSING | QODC | Quick deployment ODC (w/o battery) to accommodate ( 1*MF-2) | 1 | NOKIA | Nokia WH | 2024-11-11 | MIN2573 | BrgyWalledCity(Pob)_Jolo(Capital)_Sulu | Dave Mhar Raquel |  | Pulled Out
SCM2024A000330 | 819500 |  | HOUSING | QODC | Pole mounting kit | 1 | NOKIA | Nokia WH | 2024-11-11 | MIN2573 | BrgyWalledCity(Pob)_Jolo(Capital)_Sulu | Dave Mhar Raquel |  | Pulled Out
SCM2024A000331 | 819499 |  | HOUSING | QODC | Quick deployment ODC (w/o battery) to accommodate ( 1*MF-2) | 1 | NOKIA | Nokia WH | 2024-11-11 | MIN4335 | Baymax2020_BrgyLangcanganUpper_OroquietaCity_MOCC | Dave Mhar Raquel |  | Pulled Out
SCM2024A000331 | 819500 |  | HOUSING | QODC | Pole mounting kit | 1 | NOKIA | Nokia WH | 2024-11-11 | MIN4335 | Baymax2020_BrgyLangcanganUpper_OroquietaCity_MOCC | Dave Mhar Raquel |  | Pulled Out
SCM2024A000332 | 819499 |  | HOUSING | QODC | Quick deployment ODC (w/o battery) to accommodate ( 1*MF-2) | 1 | NOKIA | Nokia WH | 2024-11-11 | MIN4285 | 2021BIZ_BrgyLuukLaminusa_Siasi_Sulu | Dave Mhar Raquel |  | Pulled Out
SCM2024A000332 | 819500 |  | HOUSING | QODC | Pole mounting kit | 1 | NOKIA | Nokia WH | 2024-11-11 | MIN4285 | 2021BIZ_BrgyLuukLaminusa_Siasi_Sulu | Dave Mhar Raquel |  | Pulled Out
SCM2024A000333 | 819499 |  | HOUSING | QODC | Quick deployment ODC (w/o battery) to accommodate ( 1*MF-2) | 1 | NOKIA | Nokia WH | 2024-11-11 | MIN | Brgy.Labinay02_OzamizCity_MisamisOccidental | Dave Mhar Raquel |  | Pulled Out
SCM2024A000333 | 819500 |  | HOUSING | QODC | Pole mounting kit | 1 | NOKIA | Nokia WH | 2024-11-11 | MIN | Brgy.Labinay02_OzamizCity_MisamisOccidental | Dave Mhar Raquel |  | Pulled Out
SCM2024A000334 | 819499 |  | HOUSING | QODC | Quick deployment ODC (w/o battery) to accommodate ( 1*MF-2) | 1 | NOKIA | Nokia WH | 2024-11-11 | MIN4382 | Brgy.Maruhom_Taraka_LanaoDelSur | Dave Mhar Raquel |  | Pulled Out
SCM2024A000334 | 819500 |  | HOUSING | QODC | Pole mounting kit | 1 | NOKIA | Nokia WH | 2024-11-11 | MIN4382 | Brgy.Maruhom_Taraka_LanaoDelSur | Dave Mhar Raquel |  | Pulled Out
SCM2024A000335 | 819499 |  | HOUSING | QODC | Quick deployment ODC (w/o battery) to accommodate ( 1*MF-2) | 1 | NOKIA | Nokia WH | 2024-11-11 | MIN4650 | CapSite_BrgyZone4_KoronadalCity | Dave Mhar Raquel |  | Pulled Out
SCM2024A000335 | 819500 |  | HOUSING | QODC | Pole mounting kit | 1 | NOKIA | Nokia WH | 2024-11-11 | MIN4650 | CapSite_BrgyZone4_KoronadalCity | Dave Mhar Raquel |  | Pulled Out
SCM2024A000336 | 819499 |  | HOUSING | QODC | Quick deployment ODC (w/o battery) to accommodate ( 1*MF-2) | 1 | NOKIA | Nokia WH | 2024-11-11 | MIN4429 | Brgy.Midtapok_Lambayong(MarianoMarcos)_SultanKudarat | Dave Mhar Raquel |  | Pulled Out
SCM2024A000336 | 819500 |  | HOUSING | QODC | Pole mounting kit | 1 | NOKIA | Nokia WH | 2024-11-11 | MIN4429 | Brgy.Midtapok_Lambayong(MarianoMarcos)_SultanKudarat | Dave Mhar Raquel |  | Pulled Out
SCM2024A000337 | 819499 |  | HOUSING | QODC | Quick deployment ODC (w/o battery) to accommodate ( 1*MF-2) | 1 | NOKIA | Nokia WH | 2024-11-11 | MIN4396 | Brgy.PaulinoLabio01_NorthernKabuntalan_Maguindanao | Dave Mhar Raquel |  | Pulled Out
SCM2024A000337 | 819500 |  | HOUSING | QODC | Pole mounting kit | 1 | NOKIA | Nokia WH | 2024-11-11 | MIN4396 | Brgy.PaulinoLabio01_NorthernKabuntalan_Maguindanao | Dave Mhar Raquel |  | Pulled Out
SCM2024A000338 | 819499 |  | HOUSING | QODC | Quick deployment ODC (w/o battery) to accommodate ( 1*MF-2) | 1 | NOKIA | Nokia WH | 2024-11-11 | VIS | BrgyZone 12_Talisay_NegrosOccidental | Dave Mhar Raquel |  | Pulled Out
SCM2024A000338 | 819500 |  | HOUSING | QODC | Pole mounting kit | 1 | NOKIA | Nokia WH | 2024-11-11 | VIS | BrgyZone 12_Talisay_NegrosOccidental | Dave Mhar Raquel |  | Pulled Out
SCM2024A000339 | 819499 |  | HOUSING | QODC | Quick deployment ODC (w/o battery) to accommodate ( 1*MF-2) | 1 | NOKIA | Nokia WH | 2024-11-11 | VIS | BrgyPoblacion_Ajuy_Iloilo(1) | Dave Mhar Raquel |  | Pulled Out
SCM2024A000339 | 819500 |  | HOUSING | QODC | Pole mounting kit | 1 | NOKIA | Nokia WH | 2024-11-11 | VIS | BrgyPoblacion_Ajuy_Iloilo(1) | Dave Mhar Raquel |  | Pulled Out
SCM2024A000340 | 819499 |  | HOUSING | QODC | Quick deployment ODC (w/o battery) to accommodate ( 1*MF-2) | 1 | NOKIA | Nokia WH | 2024-11-11 | VIS | BrgyCanamucan_Compostela_Cebu | Dave Mhar Raquel |  | Pulled Out
SCM2024A000340 | 819500 |  | HOUSING | QODC | Pole mounting kit | 1 | NOKIA | Nokia WH | 2024-11-11 | VIS | BrgyCanamucan_Compostela_Cebu | Dave Mhar Raquel |  | Pulled Out
SCM2024A000341 | 819499 |  | HOUSING | QODC | Quick deployment ODC (w/o battery) to accommodate ( 1*MF-2) | 1 | NOKIA | Nokia WH | 2024-11-11 | VIS | T6BU_BrgyJorog_LAMBUNAO_ILOILO_MACRO_COV2024 | Dave Mhar Raquel |  | Pulled Out
SCM2024A000341 | 819500 |  | HOUSING | QODC | Pole mounting kit | 1 | NOKIA | Nokia WH | 2024-11-11 | VIS | T6BU_BrgyJorog_LAMBUNAO_ILOILO_MACRO_COV2024 | Dave Mhar Raquel |  | Pulled Out
SCM2024A000342 | 819499 |  | HOUSING | QODC | Quick deployment ODC (w/o battery) to accommodate ( 1*MF-2) | 1 | NOKIA | Nokia WH | 2024-11-11 | VIS | BrgyNapnapan Sur_Tigbauan_Iloilo | Dave Mhar Raquel |  | Pulled Out
SCM2024A000342 | 819500 |  | HOUSING | QODC | Pole mounting kit | 1 | NOKIA | Nokia WH | 2024-11-11 | VIS | BrgyNapnapan Sur_Tigbauan_Iloilo | Dave Mhar Raquel |  | Pulled Out
SCM2024A000343 | 819499 |  | HOUSING | QODC | Quick deployment ODC (w/o battery) to accommodate ( 1*MF-2) | 1 | NOKIA | Nokia WH | 2024-11-11 | VIS | BrgyOringao_KabankalanCity_NegrosOccidental(2) | Dave Mhar Raquel |  | Pulled Out
SCM2024A000343 | 819500 |  | HOUSING | QODC | Pole mounting kit | 1 | NOKIA | Nokia WH | 2024-11-11 | VIS | BrgyOringao_KabankalanCity_NegrosOccidental(2) | Dave Mhar Raquel |  | Pulled Out
SCM2024A000344 | 819499 |  | HOUSING | QODC | Quick deployment ODC (w/o battery) to accommodate ( 1*MF-2) | 1 | NOKIA | Nokia WH | 2024-11-11 | VIS | Lag-Asan_Bago_NegrosOccidental | Dave Mhar Raquel |  | Pulled Out
SCM2024A000344 | 819500 |  | HOUSING | QODC | Pole mounting kit | 1 | NOKIA | Nokia WH | 2024-11-11 | VIS | Lag-Asan_Bago_NegrosOccidental | Dave Mhar Raquel |  | Pulled Out
SCM2024A000345 | 819499 |  | HOUSING | QODC | Quick deployment ODC (w/o battery) to accommodate ( 1*MF-2) | 1 | NOKIA | Nokia WH | 2024-11-11 | VIS | BrgyCogon-Cruz_DanaoCity_Cebu | Dave Mhar Raquel |  | Pulled Out
SCM2024A000345 | 819500 |  | HOUSING | QODC | Pole mounting kit | 1 | NOKIA | Nokia WH | 2024-11-11 | VIS | BrgyCogon-Cruz_DanaoCity_Cebu | Dave Mhar Raquel |  | Pulled Out
SCM2024A000346 | 819499 |  | HOUSING | QODC | Quick deployment ODC (w/o battery) to accommodate ( 1*MF-2) | 1 | NOKIA | Nokia WH | 2024-11-11 | VIS | TCOColoc_BrgyIlaya_SAN FERNANDO_CEBU_COV2023 | Dave Mhar Raquel |  | Pulled Out
SCM2024A000346 | 819500 |  | HOUSING | QODC | Pole mounting kit | 1 | NOKIA | Nokia WH | 2024-11-11 | VIS | TCOColoc_BrgyIlaya_SAN FERNANDO_CEBU_COV2023 | Dave Mhar Raquel |  | Pulled Out
SCM2024A000347 | 819499 |  | HOUSING | QODC | Quick deployment ODC (w/o battery) to accommodate ( 1*MF-2) | 1 | NOKIA | Nokia WH | 2024-11-11 | VIS | BrgyBalabagon_MOALBOAL_CEBU | Dave Mhar Raquel |  | Pulled Out
SCM2024A000347 | 819500 |  | HOUSING | QODC | Pole mounting kit | 1 | NOKIA | Nokia WH | 2024-11-11 | VIS | BrgyBalabagon_MOALBOAL_CEBU | Dave Mhar Raquel |  | Pulled Out
SCM2024A000348 | 819499 |  | HOUSING | QODC | Quick deployment ODC (w/o battery) to accommodate ( 1*MF-2) | 1 | NOKIA | Nokia WH | 2024-11-11 | VIS | BrgyLocotan_KabankalanCity_NegrosOccidental | Dave Mhar Raquel |  | Pulled Out
SCM2024A000348 | 819500 |  | HOUSING | QODC | Pole mounting kit | 1 | NOKIA | Nokia WH | 2024-11-11 | VIS | BrgyLocotan_KabankalanCity_NegrosOccidental | Dave Mhar Raquel |  | Pulled Out
SCM2024A000349 | 819499 |  | HOUSING | QODC | Quick deployment ODC (w/o battery) to accommodate ( 1*MF-2) | 1 | NOKIA | Nokia WH | 2024-11-11 | VIS | BrgyNarra_BayawanCity_NegrosOriental | Dave Mhar Raquel |  | Pulled Out
SCM2024A000349 | 819500 |  | HOUSING | QODC | Pole mounting kit | 1 | NOKIA | Nokia WH | 2024-11-11 | VIS | BrgyNarra_BayawanCity_NegrosOriental | Dave Mhar Raquel |  | Pulled Out
SCM2025A000024 | 819413 |  | OLT CHASSIS | FX-4 Chassis | 7360 ISAM FX-4 shelf (ETSI variant), 48V only, incl. BFAN unit | 1 | NOKIA | Nokia WH | 2025-02-18 |  | Casa Mira Towers Bacolod A | Sarah Jane Martinez-Macalino |  | RESERVED
SCM2025A000024 | 819414 |  | OLT CHASSIS | FX-4 Chassis | ISAM FX-4 Fiber Routing Kit | 1 | NOKIA | Nokia WH | 2025-02-18 |  | Casa Mira Towers Bacolod A | Sarah Jane Martinez-Macalino |  | RESERVED
SCM2025A000024 |  |  | OLT CHASSIS | FX-4 Chassis | Universal dummy plate | 2 | NOKIA | Nokia WH | 2025-02-18 |  | Casa Mira Towers Bacolod A | Sarah Jane Martinez-Macalino |  | RESERVED
SCM2025A000024 | 810266 |  | OLT CHASSIS | FX-4 Chassis | SFP+ Pluggable Optical Module, 10GE LR SM 1310nm, -40°C to +85°C, Duplex LC connector, 10km (6.2dB) | 2 | NOKIA | Nokia WH | 2025-02-18 |  | Casa Mira Towers Bacolod A | Sarah Jane Martinez-Macalino |  | RESERVED
SCM2025A000024 | 819433 |  | OLT CHASSIS | FX-4 Chassis | 7360 ISAM FX 1280Gbps NT with network clock synchronization capabilities, without SFPs (ETSI variant) | 2 | NOKIA | Nokia WH | 2025-02-18 |  | Casa Mira Towers Bacolod A | Sarah Jane Martinez-Macalino |  | RESERVED
SCM2025A000024 | 963929 |  | OLT CHASSIS | FX-4 Chassis | ISAM HiCap NT Redundancy/Load Sharing Redundancy SW Package; License per Network Element (1 NE = 1 subrack); | 1 | NOKIA | Nokia WH | 2025-02-18 |  | Casa Mira Towers Bacolod A | Sarah Jane Martinez-Macalino |  | RESERVED
SCM2025A000024 | 805864 |  | OLT CHASSIS | FX-4 Chassis | Simplex patch cord, LC/UPC - SC 20m | 4 | NOKIA | Nokia WH | 2025-02-18 |  | Casa Mira Towers Bacolod A | Sarah Jane Martinez-Macalino |  | RESERVED
SCM2025A000024 | 819427 |  | OLT CHASSIS | FX-4 Chassis | Positive Power Cable /10m | 2 | NOKIA | Nokia WH | 2025-02-18 |  | Casa Mira Towers Bacolod A | Sarah Jane Martinez-Macalino |  | RESERVED
SCM2025A000024 | 819428 |  | OLT CHASSIS | FX-4 Chassis | Positive Power Cable /10m | 2 | NOKIA | Nokia WH | 2025-02-18 |  | Casa Mira Towers Bacolod A | Sarah Jane Martinez-Macalino |  | RESERVED
SCM2025A000024 | 807134 |  | OLT CHASSIS | FX-4 Chassis | CA-Power Cable Ground Yellow/Green, M8 lug | 1 | NOKIA | Nokia WH | 2025-02-18 |  | Casa Mira Towers Bacolod A | Sarah Jane Martinez-Macalino |  | RESERVED
SCM2025A000032 | 819411 |  | OLT CHASSIS | MF-2 Chassis | Lightspan MF-2 shelf incl. fan unit, w/o dust filter | 1 | NOKIA | Nokia WH | 2025-02-27 | NCR12234 | THE GENTRY RESIDENCES | Sarah Jane Martinez-Macalino |  | RESERVED
SCM2025A000032 | 819412 |  | OLT CHASSIS | MF-2 Chassis | Lightspan MF-2 DC power module | 2 | NOKIA | Nokia WH | 2025-02-27 | NCR12234 | THE GENTRY RESIDENCES | Sarah Jane Martinez-Macalino |  | RESERVED
SCM2025A000032 | 820215 |  | OLT CHASSIS | MF-2 Chassis | MA-Dummy LT | 1 | NOKIA | Nokia WH | 2025-02-27 | NCR12234 | THE GENTRY RESIDENCES | Sarah Jane Martinez-Macalino |  | RESERVED
SCM2025A000032 | 810266 |  | OLT CHASSIS | MF-2 Chassis | SFP+ Pluggable Optical Module, 10GE LR SM 1310nm, Duplex LC connector, 10km (6.2dB) | 2 | NOKIA | Nokia WH | 2025-02-27 | NCR12234 | THE GENTRY RESIDENCES | Sarah Jane Martinez-Macalino |  | RESERVED
SCM2025A000032 | 819429 |  | OLT CHASSIS | MF-2 Chassis | Lightspan MF-2 240Gbps NT with network clock synchronization capabilities, without SFPs | 2 | NOKIA | Nokia WH | 2025-02-27 | NCR12234 | THE GENTRY RESIDENCES | Sarah Jane Martinez-Macalino |  | RESERVED
SCM2025A000032 | 963929 |  | OLT CHASSIS | MF-2 Chassis | HiCap NT Redundancy/Load Sharing Redundancy SW Package; License per Network Element (1 NE = 1 subrack); | 1 | NOKIA | Nokia WH | 2025-02-27 | NCR12234 | THE GENTRY RESIDENCES (LZ) | Sarah Jane Martinez-Macalino |  | RESERVED
SCM2025A000032 | 805864 |  | OLT CHASSIS | MF-2 Chassis | Simplex patch cord, LC/UPC - SC 20m | 4 | NOKIA | Nokia WH | 2025-02-27 | NCR12234 | THE GENTRY RESIDENCES (LZ) | Sarah Jane Martinez-Macalino |  | RESERVED
SCM2025A000032 | 819427 |  | OLT CHASSIS | MF-2 Chassis | Positive Power Cable /10m | 2 | NOKIA | Nokia WH | 2025-02-27 | NCR12234 | THE GENTRY RESIDENCES (LZ) | Sarah Jane Martinez-Macalino |  | RESERVED
SCM2025A000032 | 819428 |  | OLT CHASSIS | MF-2 Chassis | Positive Power Cable /10m | 2 | NOKIA | Nokia WH | 2025-02-27 | NCR12234 | THE GENTRY RESIDENCES (LZ) | Sarah Jane Martinez-Macalino |  | RESERVED
SCM2025A000032 | TBD |  | OLT CHASSIS | MF-2 Chassis | Lightspan MF-2 DC Power Cable ETSI 10m | 2 | NOKIA | Nokia WH | 2025-02-27 | NCR12234 | THE GENTRY RESIDENCES (LZ) | Sarah Jane Martinez-Macalino |  | RESERVED
SCM2025A000032 | 807134 |  | OLT CHASSIS | MF-2 Chassis | CA-Power Cable Ground Yellow/Green, M8 lug | 1 | NOKIA | Nokia WH | 2025-02-27 | NCR12234 | THE GENTRY RESIDENCES (LZ) | Sarah Jane Martinez-Macalino |  | RESERVED
SCM2025A000032 | 819464 |  | SERVICE CARDS | MF-2 Cards | GPON SFP B+ (C-temp) OLT | 16 | NOKIA | Nokia WH | 2025-02-27 | NCR12234 | THE GENTRY RESIDENCES (LZ) | Sarah Jane Martinez-Macalino |  | RESERVED
SCM2025A000032 | 819421 |  | SERVICE CARDS | MF-2 Cards | XGS-PON/GPON MPM B+ (28 dBm), C-temp | 16 | NOKIA | Nokia WH | 2025-02-27 | NCR12234 | THE GENTRY RESIDENCES (LZ) | Sarah Jane Martinez-Macalino |  | RESERVED
SCM2025A000032 | 819430 |  | SERVICE CARDS | MF-2 Cards | Lightspan MF 16port Multi-PON Line board | 2 | NOKIA | Nokia WH | 2025-02-27 | NCR12234 | THE GENTRY RESIDENCES (LZ) | Sarah Jane Martinez-Macalino |  | RESERVED
SCM2025A000032 | 963926 |  | SERVICE CARDS | MF-2 Cards | Lightspan RTU per PON port | 16 | NOKIA | Nokia WH | 2025-02-27 | NCR12234 | THE GENTRY RESIDENCES (LZ) | Sarah Jane Martinez-Macalino |  | RESERVED
SCM2025A000032 | 963928 |  | SERVICE CARDS | MF-2 Cards | 20Gbps per LT SW Package; License per LT which synchronizes at 20Gbps with the NT | 4 | NOKIA | Nokia WH | 2025-02-27 | NCR12234 | THE GENTRY RESIDENCES (LZ) | Sarah Jane Martinez-Macalino |  | RESERVED
SCM2025A000032 | 964488 |  | SERVICE CARDS | MF-2 Cards | Lightspan SDN activation fee on fiber LTs and units; License per linecard or single unit | 2 | NOKIA | Nokia WH | 2025-02-27 | NCR12234 | THE GENTRY RESIDENCES (LZ) | Sarah Jane Martinez-Macalino |  | RESERVED
SCM2025A000032 | 964486 |  | SERVICE CARDS | MF-2 Cards | Lightspan MPM-PON (GPON/XGSPON) enablement package; License per MPM-PON port | 16 | NOKIA | Nokia WH | 2025-02-27 | NCR12234 | THE GENTRY RESIDENCES (LZ) | Sarah Jane Martinez-Macalino |  | RESERVED
SCM2025A000032 | 806277 |  | SERVICE CARDS | MF-2 Cards | Simplex patch cord, SC/UPC -SC/UPC 15m | 32 | NOKIA | Nokia WH | 2025-02-27 | NCR12234 | THE GENTRY RESIDENCES (LZ) | Sarah Jane Martinez-Macalino |  | RESERVED
SCM2025A000086 | 819464 |  | SERVICE CARDS | MF-2 Cards | GPON SFP B+ (C-temp) OLT | 8 | NOKIA | Nokia WH | 2025-04-24 | NCR3149 | REDWOODS CONDOMINIUM-KAJI REDWOODS CONDOMINIUM-KAZE REDWOODS CONDOMINIUM-MIZU REDWOODS CONDOMINIUM-SORA | Sarah Jane Martinez-Macalino |  | RESERVED
SCM2025A000086 | 819421 |  | SERVICE CARDS | MF-2 Cards | XGS-PON/GPON MPM B+ (28 dBm), C-temp | 8 | NOKIA | Nokia WH | 2025-04-24 | NCR3149 | REDWOODS CONDOMINIUM-KAJI REDWOODS CONDOMINIUM-KAZE REDWOODS CONDOMINIUM-MIZU REDWOODS CONDOMINIUM-SORA | Sarah Jane Martinez-Macalino |  | RESERVED
SCM2025A000086 | 819430 |  | SERVICE CARDS | MF-2 Cards | Lightspan MF 16port Multi-PON Line board | 1 | NOKIA | Nokia WH | 2025-04-24 | NCR3149 | REDWOODS CONDOMINIUM-KAJI REDWOODS CONDOMINIUM-KAZE REDWOODS CONDOMINIUM-MIZU REDWOODS CONDOMINIUM-SORA | Sarah Jane Martinez-Macalino |  | RESERVED
SCM2025A000086 | 963926 |  | SERVICE CARDS | MF-2 Cards | Lightspan RTU per PON port | 8 | NOKIA | Nokia WH | 2025-04-24 | NCR3149 | REDWOODS CONDOMINIUM-KAJI REDWOODS CONDOMINIUM-KAZE REDWOODS CONDOMINIUM-MIZU REDWOODS CONDOMINIUM-SORA | Sarah Jane Martinez-Macalino |  | RESERVED
SCM2025A000086 | 963928 |  | SERVICE CARDS | MF-2 Cards | 20Gbps per LT SW Package; License per LT which synchronizes at 20Gbps with the NT | 2 | NOKIA | Nokia WH | 2025-04-24 | NCR3149 | REDWOODS CONDOMINIUM-KAJI REDWOODS CONDOMINIUM-KAZE REDWOODS CONDOMINIUM-MIZU REDWOODS CONDOMINIUM-SORA | Sarah Jane Martinez-Macalino |  | RESERVED
SCM2025A000086 | 964488 |  | SERVICE CARDS | MF-2 Cards | Lightspan SDN activation fee on fiber LTs and units; License per linecard or single unit | 1 | NOKIA | Nokia WH | 2025-04-24 | NCR3149 | REDWOODS CONDOMINIUM-KAJI REDWOODS CONDOMINIUM-KAZE REDWOODS CONDOMINIUM-MIZU REDWOODS CONDOMINIUM-SORA | Sarah Jane Martinez-Macalino |  | RESERVED
SCM2025A000086 | 964486 |  | SERVICE CARDS | MF-2 Cards | Lightspan MPM-PON (GPON/XGSPON) enablement package; License per MPM-PON port | 8 | NOKIA | Nokia WH | 2025-04-24 | NCR3149 | REDWOODS CONDOMINIUM-KAJI REDWOODS CONDOMINIUM-KAZE REDWOODS CONDOMINIUM-MIZU REDWOODS CONDOMINIUM-SORA | Sarah Jane Martinez-Macalino |  | RESERVED
SCM2025A000086 | 806277 |  | SERVICE CARDS | MF-2 Cards | Simplex patch cord, SC/UPC -SC/UPC 15m | 16 | NOKIA | Nokia WH | 2025-04-24 | NCR3149 | REDWOODS CONDOMINIUM-KAJI REDWOODS CONDOMINIUM-KAZE REDWOODS CONDOMINIUM-MIZU REDWOODS CONDOMINIUM-SORA | Sarah Jane Martinez-Macalino |  | RESERVED
SCM2025A000113 | 819411 |  | OLT CHASSIS | MF-2 Chassis | Lightspan MF-2 shelf incl. fan unit, w/o dust filter | 1 | NOKIA | Nokia WH | 2025-06-11 | SL1966 | HILLSIDE VILLAGE | Sarah Jane Martinez-Macalino |  | RESERVED
SCM2025A000113 | 819412 |  | OLT CHASSIS | MF-2 Chassis | Lightspan MF-2 DC power module | 2 | NOKIA | Nokia WH | 2025-06-11 | SL1966 | HILLSIDE VILLAGE | Sarah Jane Martinez-Macalino |  | RESERVED
SCM2025A000113 | 820215 |  | OLT CHASSIS | MF-2 Chassis | MA-Dummy LT | 1 | NOKIA | Nokia WH | 2025-06-11 | SL1966 | HILLSIDE VILLAGE | Sarah Jane Martinez-Macalino |  | RESERVED
SCM2025A000113 | 810266 |  | OLT CHASSIS | MF-2 Chassis | SFP+ Pluggable Optical Module, 10GE LR SM 1310nm, Duplex LC connector, 10km (6.2dB) | 2 | NOKIA | Nokia WH | 2025-06-11 | SL1966 | HILLSIDE VILLAGE | Sarah Jane Martinez-Macalino |  | RESERVED
SCM2025A000113 | 819429 |  | OLT CHASSIS | MF-2 Chassis | Lightspan MF-2 240Gbps NT with network clock synchronization capabilities, without SFPs | 2 | NOKIA | Nokia WH | 2025-06-11 | SL1966 | HILLSIDE VILLAGE | Sarah Jane Martinez-Macalino |  | RESERVED
SCM2025A000113 | 963929 |  | OLT CHASSIS | MF-2 Chassis | HiCap NT Redundancy/Load Sharing Redundancy SW Package; License per Network Element (1 NE = 1 subrack); | 1 | NOKIA | Nokia WH | 2025-06-11 | SL1966 | HILLSIDE VILLAGE | Sarah Jane Martinez-Macalino |  | RESERVED
SCM2025A000113 | 805864 |  | OLT CHASSIS | MF-2 Chassis | Simplex patch cord, LC/UPC - SC 20m | 4 | NOKIA | Nokia WH | 2025-06-11 | SL1966 | HILLSIDE VILLAGE | Sarah Jane Martinez-Macalino |  | RESERVED
SCM2025A000113 | 819427 |  | OLT CHASSIS | MF-2 Chassis | Positive Power Cable /10m | 2 | NOKIA | Nokia WH | 2025-06-11 | SL1966 | HILLSIDE VILLAGE | Sarah Jane Martinez-Macalino |  | RESERVED
SCM2025A000113 | 819428 |  | OLT CHASSIS | MF-2 Chassis | Positive Power Cable /10m | 2 | NOKIA | Nokia WH | 2025-06-11 | SL1966 | HILLSIDE VILLAGE | Sarah Jane Martinez-Macalino |  | RESERVED
SCM2025A000113 | TBD |  | OLT CHASSIS | MF-2 Chassis | Lightspan MF-2 DC Power Cable ETSI 10m | 2 | NOKIA | Nokia WH | 2025-06-11 | SL1966 | HILLSIDE VILLAGE | Sarah Jane Martinez-Macalino |  | RESERVED
SCM2025A000113 | 807134 |  | OLT CHASSIS | MF-2 Chassis | CA-Power Cable Ground Yellow/Green, M8 lug | 1 | NOKIA | Nokia WH | 2025-06-11 | SL1966 | HILLSIDE VILLAGE | Sarah Jane Martinez-Macalino |  | RESERVED
SCM2025A000113 | 819464 |  | SERVICE CARDS | MF-2 Cards | GPON SFP B+ (C-temp) OLT | 8 | NOKIA | Nokia WH | 2025-06-11 | SL1966 | HILLSIDE VILLAGE | Sarah Jane Martinez-Macalino |  | RESERVED
SCM2025A000113 | 819421 |  | SERVICE CARDS | MF-2 Cards | XGS-PON/GPON MPM B+ (28 dBm), C-temp | 8 | NOKIA | Nokia WH | 2025-06-11 | SL1966 | HILLSIDE VILLAGE | Sarah Jane Martinez-Macalino |  | RESERVED
SCM2025A000113 | 819430 |  | SERVICE CARDS | MF-2 Cards | Lightspan MF 16port Multi-PON Line board | 1 | NOKIA | Nokia WH | 2025-06-11 | SL1966 | HILLSIDE VILLAGE | Sarah Jane Martinez-Macalino |  | RESERVED
SCM2025A000113 | 963926 |  | SERVICE CARDS | MF-2 Cards | Lightspan RTU per PON port | 8 | NOKIA | Nokia WH | 2025-06-11 | SL1966 | HILLSIDE VILLAGE | Sarah Jane Martinez-Macalino |  | RESERVED
SCM2025A000113 | 963928 |  | SERVICE CARDS | MF-2 Cards | 20Gbps per LT SW Package; License per LT which synchronizes at 20Gbps with the NT | 2 | NOKIA | Nokia WH | 2025-06-11 | SL1966 | HILLSIDE VILLAGE | Sarah Jane Martinez-Macalino |  | RESERVED
SCM2025A000113 | 964488 |  | SERVICE CARDS | MF-2 Cards | Lightspan SDN activation fee on fiber LTs and units; License per linecard or single unit | 1 | NOKIA | Nokia WH | 2025-06-11 | SL1966 | HILLSIDE VILLAGE | Sarah Jane Martinez-Macalino |  | RESERVED
SCM2025A000113 | 964486 |  | SERVICE CARDS | MF-2 Cards | Lightspan MPM-PON (GPON/XGSPON) enablement package; License per MPM-PON port | 8 | NOKIA | Nokia WH | 2025-06-11 | SL1966 | HILLSIDE VILLAGE | Sarah Jane Martinez-Macalino |  | RESERVED
SCM2025A000113 | 806277 |  | SERVICE CARDS | MF-2 Cards | Simplex patch cord, SC/UPC -SC/UPC 15m | 16 | NOKIA | Nokia WH | 2025-06-11 | SL1966 | HILLSIDE VILLAGE | Sarah Jane Martinez-Macalino |  | RESERVED
SCM2025A000134 | 819411 |  | OLT CHASSIS | MF-2 Chassis | Lightspan MF-2 shelf incl. fan unit, w/o dust filter | 1 | NOKIA | Nokia WH | 2025-06-19 | VIS6300 | VELMIRO GREENS BOHOL | Sarah Jane Martinez-Macalino |  | RESERVED
SCM2025A000134 | 819412 |  | OLT CHASSIS | MF-2 Chassis | Lightspan MF-2 DC power module | 2 | NOKIA | Nokia WH | 2025-06-19 | VIS6300 | VELMIRO GREENS BOHOL | Sarah Jane Martinez-Macalino |  | RESERVED
SCM2025A000134 | 820215 |  | OLT CHASSIS | MF-2 Chassis | MA-Dummy LT | 1 | NOKIA | Nokia WH | 2025-06-19 | VIS6300 | VELMIRO GREENS BOHOL | Sarah Jane Martinez-Macalino |  | RESERVED
SCM2025A000134 | 810266 |  | OLT CHASSIS | MF-2 Chassis | SFP+ Pluggable Optical Module, 10GE LR SM 1310nm, Duplex LC connector, 10km (6.2dB) | 2 | NOKIA | Nokia WH | 2025-06-19 | VIS6300 | VELMIRO GREENS BOHOL | Sarah Jane Martinez-Macalino |  | RESERVED
SCM2025A000134 | 819429 |  | OLT CHASSIS | MF-2 Chassis | Lightspan MF-2 240Gbps NT with network clock synchronization capabilities, without SFPs | 2 | NOKIA | Nokia WH | 2025-06-19 | VIS6300 | VELMIRO GREENS BOHOL | Sarah Jane Martinez-Macalino |  | RESERVED
SCM2025A000134 | 963929 |  | OLT CHASSIS | MF-2 Chassis | HiCap NT Redundancy/Load Sharing Redundancy SW Package; License per Network Element (1 NE = 1 subrack); | 1 | NOKIA | Nokia WH | 2025-06-19 | VIS6300 | VELMIRO GREENS BOHOL | Sarah Jane Martinez-Macalino |  | RESERVED
SCM2025A000134 | 805864 |  | OLT CHASSIS | MF-2 Chassis | Simplex patch cord, LC/UPC - SC 20m | 4 | NOKIA | Nokia WH | 2025-06-19 | VIS6300 | VELMIRO GREENS BOHOL | Sarah Jane Martinez-Macalino |  | RESERVED
SCM2025A000134 | 819427 |  | OLT CHASSIS | MF-2 Chassis | Positive Power Cable /10m | 2 | NOKIA | Nokia WH | 2025-06-19 | VIS6300 | VELMIRO GREENS BOHOL | Sarah Jane Martinez-Macalino |  | RESERVED
SCM2025A000134 | 819428 |  | OLT CHASSIS | MF-2 Chassis | Positive Power Cable /10m | 2 | NOKIA | Nokia WH | 2025-06-19 | VIS6300 | VELMIRO GREENS BOHOL | Sarah Jane Martinez-Macalino |  | RESERVED
SCM2025A000134 | TBD |  | OLT CHASSIS | MF-2 Chassis | Lightspan MF-2 DC Power Cable ETSI 10m | 2 | NOKIA | Nokia WH | 2025-06-19 | VIS6300 | VELMIRO GREENS BOHOL | Sarah Jane Martinez-Macalino |  | RESERVED
SCM2025A000134 | 807134 |  | OLT CHASSIS | MF-2 Chassis | CA-Power Cable Ground Yellow/Green, M8 lug | 1 | NOKIA | Nokia WH | 2025-06-19 | VIS6300 | VELMIRO GREENS BOHOL | Sarah Jane Martinez-Macalino |  | RESERVED
SCM2025A000134 | 819464 |  | SERVICE CARDS | MF-2 Cards | GPON SFP B+ (C-temp) OLT | 8 | NOKIA | Nokia WH | 2025-06-19 | VIS6300 | VELMIRO GREENS BOHOL | Sarah Jane Martinez-Macalino |  | RESERVED
SCM2025A000134 | 819421 |  | SERVICE CARDS | MF-2 Cards | XGS-PON/GPON MPM B+ (28 dBm), C-temp | 8 | NOKIA | Nokia WH | 2025-06-19 | VIS6300 | VELMIRO GREENS BOHOL | Sarah Jane Martinez-Macalino |  | RESERVED
SCM2025A000134 | 819430 |  | SERVICE CARDS | MF-2 Cards | Lightspan MF 16port Multi-PON Line board | 1 | NOKIA | Nokia WH | 2025-06-19 | VIS6300 | VELMIRO GREENS BOHOL | Sarah Jane Martinez-Macalino |  | RESERVED
SCM2025A000134 | 963926 |  | SERVICE CARDS | MF-2 Cards | Lightspan RTU per PON port | 8 | NOKIA | Nokia WH | 2025-06-19 | VIS6300 | VELMIRO GREENS BOHOL | Sarah Jane Martinez-Macalino |  | RESERVED
SCM2025A000134 | 963928 |  | SERVICE CARDS | MF-2 Cards | 20Gbps per LT SW Package; License per LT which synchronizes at 20Gbps with the NT | 2 | NOKIA | Nokia WH | 2025-06-19 | VIS6300 | VELMIRO GREENS BOHOL | Sarah Jane Martinez-Macalino |  | RESERVED
SCM2025A000134 | 964488 |  | SERVICE CARDS | MF-2 Cards | Lightspan SDN activation fee on fiber LTs and units; License per linecard or single unit | 1 | NOKIA | Nokia WH | 2025-06-19 | VIS6300 | VELMIRO GREENS BOHOL | Sarah Jane Martinez-Macalino |  | RESERVED
SCM2025A000134 | 964486 |  | SERVICE CARDS | MF-2 Cards | Lightspan MPM-PON (GPON/XGSPON) enablement package; License per MPM-PON port | 8 | NOKIA | Nokia WH | 2025-06-19 | VIS6300 | VELMIRO GREENS BOHOL | Sarah Jane Martinez-Macalino |  | RESERVED
SCM2025A000134 | 806277 |  | SERVICE CARDS | MF-2 Cards | Simplex patch cord, SC/UPC -SC/UPC 15m | 16 | NOKIA | Nokia WH | 2025-06-19 | VIS6300 | VELMIRO GREENS BOHOL | Sarah Jane Martinez-Macalino |  | RESERVED
SCM2025A000145 | 819415 |  | OLT CHASSIS | FX-8 Chassis | 7360 ISAM FX-8 shelf (ETSI variant), 48V only, incl. BFAN unit | 1 | NOKIA | Nokia WH | 2025-07-03 | NCR10300 | Urban Deca Homes Manila Tower 7 | Sarah Jane Martinez-Macalino |  | RESERVED
SCM2025A000145 | 819416 |  | OLT CHASSIS | FX-8 Chassis | ISAM FX-8 Fiber Routing Kit | 1 | NOKIA | Nokia WH | 2025-07-03 | NCR10300 | Urban Deca Homes Manila Tower 7 | Sarah Jane Martinez-Macalino |  | RESERVED
SCM2025A000145 |  |  | OLT CHASSIS | FX-8 Chassis | Universal dummy plate | 4 | NOKIA | Nokia WH | 2025-07-03 | NCR10300 | Urban Deca Homes Manila Tower 7 | Sarah Jane Martinez-Macalino |  | RESERVED
SCM2025A000145 | 810266 |  | OLT CHASSIS | FX-8 Chassis | SFP+ Pluggable Optical Module, 10GE LR SM 1310nm, -40°C to +85°C, Duplex LC connector, 10km (6.2dB) | 2 | NOKIA | Nokia WH | 2025-07-03 | NCR10300 | Urban Deca Homes Manila Tower 7 | Sarah Jane Martinez-Macalino |  | RESERVED
SCM2025A000145 | 819433 |  | OLT CHASSIS | FX-8 Chassis | 7360 ISAM FX 1280Gbps NT with network clock synchronization capabilities, without SFPs (ETSI variant) | 2 | NOKIA | Nokia WH | 2025-07-03 | NCR10300 | Urban Deca Homes Manila Tower 7 | Sarah Jane Martinez-Macalino |  | RESERVED
SCM2025A000145 | 963929 |  | OLT CHASSIS | FX-8 Chassis | ISAM HiCap NT Redundancy/Load Sharing Redundancy SW Package; License per Network Element (1 NE = 1 subrack); | 1 | NOKIA | Nokia WH | 2025-07-03 | NCR10300 | Urban Deca Homes Manila Tower 7 | Sarah Jane Martinez-Macalino |  | RESERVED
SCM2025A000145 | 805864 |  | OLT CHASSIS | FX-8 Chassis | Simplex patch cord, LC/UPC - SC 20m | 4 | NOKIA | Nokia WH | 2025-07-03 | NCR10300 | Urban Deca Homes Manila Tower 7 | Sarah Jane Martinez-Macalino |  | RESERVED
SCM2025A000145 | 819427 |  | OLT CHASSIS | FX-8 Chassis | Positive Power Cable /10m | 2 | NOKIA | Nokia WH | 2025-07-03 | NCR10300 | Urban Deca Homes Manila Tower 7 | Sarah Jane Martinez-Macalino |  | RESERVED
SCM2025A000145 | 819428 |  | OLT CHASSIS | FX-8 Chassis | Positive Power Cable /10m | 2 | NOKIA | Nokia WH | 2025-07-03 | NCR10300 | Urban Deca Homes Manila Tower 7 | Sarah Jane Martinez-Macalino |  | RESERVED
SCM2025A000145 | 807134 |  | OLT CHASSIS | FX-8 Chassis | CA-Power Cable Ground Yellow/Green, M8 lug | 1 | NOKIA | Nokia WH | 2025-07-03 | NCR10300 | Urban Deca Homes Manila Tower 7 | Sarah Jane Martinez-Macalino |  | RESERVED
SCM2025A000145 | 819464 |  | SERVICE CARDS | FX-4 Cards | GPON SFP B+ (C-temp) OLT | 40 | NOKIA | Nokia WH | 2025-07-03 | NCR10300 | Urban Deca Homes Manila Tower 7 | Sarah Jane Martinez-Macalino |  | RESERVED
SCM2025A000145 | 819421 |  | SERVICE CARDS | FX-4 Cards | XGS-PON/GPON MPM B+ (28 dBm), C-temp | 40 | NOKIA | Nokia WH | 2025-07-03 | NCR10300 | Urban Deca Homes Manila Tower 7 | Sarah Jane Martinez-Macalino |  | RESERVED
SCM2025A000145 | 819432 |  | SERVICE CARDS | FX-4 Cards | ISAM FX 16port GPON line card (Upgradable with Software license activation for XGS PON) | 5 | NOKIA | Nokia WH | 2025-07-03 | NCR10300 | Urban Deca Homes Manila Tower 7 | Sarah Jane Martinez-Macalino |  | RESERVED
SCM2025A000145 | 963927 |  | SERVICE CARDS | FX-4 Cards | Software application fee per PON port | 40 | NOKIA | Nokia WH | 2025-07-03 | NCR10300 | Urban Deca Homes Manila Tower 7 | Sarah Jane Martinez-Macalino |  | RESERVED
SCM2025A000145 | 963932 |  | SERVICE CARDS | FX-4 Cards | ISAM Software application fee per 10G PON port | 40 | NOKIA | Nokia WH | 2025-07-03 | NCR10300 | Urban Deca Homes Manila Tower 7 | Sarah Jane Martinez-Macalino |  | RESERVED
SCM2025A000145 | 963928 |  | SERVICE CARDS | FX-4 Cards | ISAM 20Gbps per LT SW Package; License per LT which synchronizes at 20Gbps with the NT | 10 | NOKIA | Nokia WH | 2025-07-03 | NCR10300 | Urban Deca Homes Manila Tower 7 | Sarah Jane Martinez-Macalino |  | RESERVED
SCM2025A000145 | 963930 |  | SERVICE CARDS | FX-4 Cards | ISAM FGUT-A upgrade SW package(Activate 10GPON license) /Per LT | 5 | NOKIA | Nokia WH | 2025-07-03 | NCR10300 | Urban Deca Homes Manila Tower 7 | Sarah Jane Martinez-Macalino |  | RESERVED
SCM2025A000145 | 963931 |  | SERVICE CARDS | FX-4 Cards | ISAM MPM Software application fee per xPON port | 40 | NOKIA | Nokia WH | 2025-07-03 | NCR10300 | Urban Deca Homes Manila Tower 7 | Sarah Jane Martinez-Macalino |  | RESERVED
SCM2025A000145 | 806277 |  | SERVICE CARDS | FX-4 Cards | Simplex patch cord, SC/UPC -SC/UPC 15m | 80 | NOKIA | Nokia WH | 2025-07-03 | NCR10300 | Urban Deca Homes Manila Tower 7 | Sarah Jane Martinez-Macalino |  | RESERVED
SCM2025A000146 | 819413 |  | OLT CHASSIS | FX-4 Chassis | 7360 ISAM FX-4 shelf (ETSI variant), 48V only, incl. BFAN unit | 1 | NOKIA | Nokia WH | 2025-07-03 | NCR12224 | Quantum Residences T1 | Sarah Jane Martinez-Macalino |  | RESERVED
SCM2025A000146 | 819414 |  | OLT CHASSIS | FX-4 Chassis | ISAM FX-4 Fiber Routing Kit | 1 | NOKIA | Nokia WH | 2025-07-03 | NCR12224 | Quantum Residences T1 | Sarah Jane Martinez-Macalino |  | RESERVED
SCM2025A000146 |  |  | OLT CHASSIS | FX-4 Chassis | Universal dummy plate | 2 | NOKIA | Nokia WH | 2025-07-03 | NCR12224 | Quantum Residences T1 | Sarah Jane Martinez-Macalino |  | RESERVED
SCM2025A000146 | 810266 |  | OLT CHASSIS | FX-4 Chassis | SFP+ Pluggable Optical Module, 10GE LR SM 1310nm, -40°C to +85°C, Duplex LC connector, 10km (6.2dB) | 2 | NOKIA | Nokia WH | 2025-07-03 | NCR12224 | Quantum Residences T1 | Sarah Jane Martinez-Macalino |  | RESERVED
SCM2025A000146 | 819433 |  | OLT CHASSIS | FX-4 Chassis | 7360 ISAM FX 1280Gbps NT with network clock synchronization capabilities, without SFPs (ETSI variant) | 2 | NOKIA | Nokia WH | 2025-07-03 | NCR12224 | Quantum Residences T1 | Sarah Jane Martinez-Macalino |  | RESERVED
SCM2025A000146 | 963929 |  | OLT CHASSIS | FX-4 Chassis | ISAM HiCap NT Redundancy/Load Sharing Redundancy SW Package; License per Network Element (1 NE = 1 subrack); | 1 | NOKIA | Nokia WH | 2025-07-03 | NCR12224 | Quantum Residences T1 | Sarah Jane Martinez-Macalino |  | RESERVED
SCM2025A000146 | 805864 |  | OLT CHASSIS | FX-4 Chassis | Simplex patch cord, LC/UPC - SC 20m | 4 | NOKIA | Nokia WH | 2025-07-03 | NCR12224 | Quantum Residences T1 | Sarah Jane Martinez-Macalino |  | RESERVED
SCM2025A000146 | 819427 |  | OLT CHASSIS | FX-4 Chassis | Positive Power Cable /10m | 2 | NOKIA | Nokia WH | 2025-07-03 | NCR12224 | Quantum Residences T1 | Sarah Jane Martinez-Macalino |  | RESERVED
SCM2025A000146 | 819428 |  | OLT CHASSIS | FX-4 Chassis | Positive Power Cable /10m | 2 | NOKIA | Nokia WH | 2025-07-03 | NCR12224 | Quantum Residences T1 | Sarah Jane Martinez-Macalino |  | RESERVED
SCM2025A000146 | 807134 |  | OLT CHASSIS | FX-4 Chassis | CA-Power Cable Ground Yellow/Green, M8 lug | 1 | NOKIA | Nokia WH | 2025-07-03 | NCR12224 | Quantum Residences T1 | Sarah Jane Martinez-Macalino |  | RESERVED
SCM2025A000146 | 819464 |  | SERVICE CARDS | FX-4 Cards | GPON SFP B+ (C-temp) OLT | 16 | NOKIA | Nokia WH | 2025-07-03 | NCR12224 | Quantum Residences T1 | Sarah Jane Martinez-Macalino |  | RESERVED
SCM2025A000146 | 819421 |  | SERVICE CARDS | FX-4 Cards | XGS-PON/GPON MPM B+ (28 dBm), C-temp | 16 | NOKIA | Nokia WH | 2025-07-03 | NCR12224 | Quantum Residences T1 | Sarah Jane Martinez-Macalino |  | RESERVED
SCM2025A000146 | 819432 |  | SERVICE CARDS | FX-4 Cards | ISAM FX 16port GPON line card (Upgradable with Software license activation for XGS PON) | 2 | NOKIA | Nokia WH | 2025-07-03 | NCR12224 | Quantum Residences T1 | Sarah Jane Martinez-Macalino |  | RESERVED
SCM2025A000146 | 963927 |  | SERVICE CARDS | FX-4 Cards | Software application fee per PON port | 16 | NOKIA | Nokia WH | 2025-07-03 | NCR12224 | Quantum Residences T1 | Sarah Jane Martinez-Macalino |  | RESERVED
SCM2025A000146 | 963932 |  | SERVICE CARDS | FX-4 Cards | ISAM Software application fee per 10G PON port | 16 | NOKIA | Nokia WH | 2025-07-03 | NCR12224 | Quantum Residences T1 | Sarah Jane Martinez-Macalino |  | RESERVED
SCM2025A000146 | 963928 |  | SERVICE CARDS | FX-4 Cards | ISAM 20Gbps per LT SW Package; License per LT which synchronizes at 20Gbps with the NT | 4 | NOKIA | Nokia WH | 2025-07-03 | NCR12224 | Quantum Residences T1 | Sarah Jane Martinez-Macalino |  | RESERVED
SCM2025A000146 | 963930 |  | SERVICE CARDS | FX-4 Cards | ISAM FGUT-A upgrade SW package(Activate 10GPON license) /Per LT | 2 | NOKIA | Nokia WH | 2025-07-03 | NCR12224 | Quantum Residences T1 | Sarah Jane Martinez-Macalino |  | RESERVED
SCM2025A000146 | 963931 |  | SERVICE CARDS | FX-4 Cards | ISAM MPM Software application fee per xPON port | 16 | NOKIA | Nokia WH | 2025-07-03 | NCR12224 | Quantum Residences T1 | Sarah Jane Martinez-Macalino |  | RESERVED
SCM2025A000146 | 806277 |  | SERVICE CARDS | FX-4 Cards | Simplex patch cord, SC/UPC -SC/UPC 15m | 32 | NOKIA | Nokia WH | 2025-07-03 | NCR12224 | Quantum Residences T1 | Sarah Jane Martinez-Macalino |  | RESERVED
SCM2025A000147 | 819413 |  | OLT CHASSIS | FX-4 Chassis | 7360 ISAM FX-4 shelf (ETSI variant), 48V only, incl. BFAN unit | 1 | NOKIA | Nokia WH | 2025-07-03 | NCR4810 | AT Verge Tower 1 | Sarah Jane Martinez-Macalino |  | RESERVED
SCM2025A000147 | 819414 |  | OLT CHASSIS | FX-4 Chassis | ISAM FX-4 Fiber Routing Kit | 1 | NOKIA | Nokia WH | 2025-07-03 | NCR4810 | AT Verge Tower 1 | Sarah Jane Martinez-Macalino |  | RESERVED
SCM2025A000147 |  |  | OLT CHASSIS | FX-4 Chassis | Universal dummy plate | 2 | NOKIA | Nokia WH | 2025-07-03 | NCR4810 | AT Verge Tower 1 | Sarah Jane Martinez-Macalino |  | RESERVED
SCM2025A000147 | 810266 |  | OLT CHASSIS | FX-4 Chassis | SFP+ Pluggable Optical Module, 10GE LR SM 1310nm, -40°C to +85°C, Duplex LC connector, 10km (6.2dB) | 2 | NOKIA | Nokia WH | 2025-07-03 | NCR4810 | AT Verge Tower 1 | Sarah Jane Martinez-Macalino |  | RESERVED
SCM2025A000147 | 819433 |  | OLT CHASSIS | FX-4 Chassis | 7360 ISAM FX 1280Gbps NT with network clock synchronization capabilities, without SFPs (ETSI variant) | 2 | NOKIA | Nokia WH | 2025-07-03 | NCR4810 | AT Verge Tower 1 | Sarah Jane Martinez-Macalino |  | RESERVED
SCM2025A000147 | 963929 |  | OLT CHASSIS | FX-4 Chassis | ISAM HiCap NT Redundancy/Load Sharing Redundancy SW Package; License per Network Element (1 NE = 1 subrack); | 1 | NOKIA | Nokia WH | 2025-07-03 | NCR4810 | AT Verge Tower 1 | Sarah Jane Martinez-Macalino |  | RESERVED
SCM2025A000147 | 805864 |  | OLT CHASSIS | FX-4 Chassis | Simplex patch cord, LC/UPC - SC 20m | 4 | NOKIA | Nokia WH | 2025-07-03 | NCR4810 | AT Verge Tower 1 | Sarah Jane Martinez-Macalino |  | RESERVED
SCM2025A000147 | 819427 |  | OLT CHASSIS | FX-4 Chassis | Positive Power Cable /10m | 2 | NOKIA | Nokia WH | 2025-07-03 | NCR4810 | AT Verge Tower 1 | Sarah Jane Martinez-Macalino |  | RESERVED
SCM2025A000147 | 819428 |  | OLT CHASSIS | FX-4 Chassis | Positive Power Cable /10m | 2 | NOKIA | Nokia WH | 2025-07-03 | NCR4810 | AT Verge Tower 1 | Sarah Jane Martinez-Macalino |  | RESERVED
SCM2025A000147 | 807134 |  | OLT CHASSIS | FX-4 Chassis | CA-Power Cable Ground Yellow/Green, M8 lug | 1 | NOKIA | Nokia WH | 2025-07-03 | NCR4810 | AT Verge Tower 1 | Sarah Jane Martinez-Macalino |  | RESERVED
SCM2025A000147 | 819464 |  | SERVICE CARDS | FX-4 Cards | GPON SFP B+ (C-temp) OLT | 16 | NOKIA | Nokia WH | 2025-07-03 | NCR4810 | AT Verge Tower 1 | Sarah Jane Martinez-Macalino |  | RESERVED
SCM2025A000147 | 819421 |  | SERVICE CARDS | FX-4 Cards | XGS-PON/GPON MPM B+ (28 dBm), C-temp | 16 | NOKIA | Nokia WH | 2025-07-03 | NCR4810 | AT Verge Tower 1 | Sarah Jane Martinez-Macalino |  | RESERVED
SCM2025A000147 | 819432 |  | SERVICE CARDS | FX-4 Cards | ISAM FX 16port GPON line card (Upgradable with Software license activation for XGS PON) | 2 | NOKIA | Nokia WH | 2025-07-03 | NCR4810 | AT Verge Tower 1 | Sarah Jane Martinez-Macalino |  | RESERVED
SCM2025A000147 | 963927 |  | SERVICE CARDS | FX-4 Cards | Software application fee per PON port | 16 | NOKIA | Nokia WH | 2025-07-03 | NCR4810 | AT Verge Tower 1 | Sarah Jane Martinez-Macalino |  | RESERVED
SCM2025A000147 | 963932 |  | SERVICE CARDS | FX-4 Cards | ISAM Software application fee per 10G PON port | 16 | NOKIA | Nokia WH | 2025-07-03 | NCR4810 | AT Verge Tower 1 | Sarah Jane Martinez-Macalino |  | RESERVED
SCM2025A000147 | 963928 |  | SERVICE CARDS | FX-4 Cards | ISAM 20Gbps per LT SW Package; License per LT which synchronizes at 20Gbps with the NT | 4 | NOKIA | Nokia WH | 2025-07-03 | NCR4810 | AT Verge Tower 1 | Sarah Jane Martinez-Macalino |  | RESERVED
SCM2025A000147 | 963930 |  | SERVICE CARDS | FX-4 Cards | ISAM FGUT-A upgrade SW package(Activate 10GPON license) /Per LT | 2 | NOKIA | Nokia WH | 2025-07-03 | NCR4810 | AT Verge Tower 1 | Sarah Jane Martinez-Macalino |  | RESERVED
SCM2025A000147 | 963931 |  | SERVICE CARDS | FX-4 Cards | ISAM MPM Software application fee per xPON port | 16 | NOKIA | Nokia WH | 2025-07-03 | NCR4810 | AT Verge Tower 1 | Sarah Jane Martinez-Macalino |  | RESERVED
SCM2025A000147 | 806277 |  | SERVICE CARDS | FX-4 Cards | Simplex patch cord, SC/UPC -SC/UPC 15m | 32 | NOKIA | Nokia WH | 2025-07-03 | NCR4810 | AT Verge Tower 1 | Sarah Jane Martinez-Macalino |  | RESERVED
SCM2025A000148 | 819411 |  | OLT CHASSIS | MF-2 Chassis | Lightspan MF-2 shelf incl. fan unit, w/o dust filter | 1 | NOKIA | Nokia WH | 2025-07-03 | MIN1804 | 202 Peaklane (West Tower) | Sarah Jane Martinez-Macalino |  | RESERVED
SCM2025A000148 | 819412 |  | OLT CHASSIS | MF-2 Chassis | Lightspan MF-2 DC power module | 2 | NOKIA | Nokia WH | 2025-07-03 | MIN1804 | 202 Peaklane (West Tower) | Sarah Jane Martinez-Macalino |  | RESERVED
SCM2025A000148 | 820215 |  | OLT CHASSIS | MF-2 Chassis | MA-Dummy LT | 1 | NOKIA | Nokia WH | 2025-07-03 | MIN1804 | 202 Peaklane (West Tower) | Sarah Jane Martinez-Macalino |  | RESERVED
SCM2025A000148 | 810266 |  | OLT CHASSIS | MF-2 Chassis | SFP+ Pluggable Optical Module, 10GE LR SM 1310nm, Duplex LC connector, 10km (6.2dB) | 2 | NOKIA | Nokia WH | 2025-07-03 | MIN1804 | 202 Peaklane (West Tower) | Sarah Jane Martinez-Macalino |  | RESERVED
SCM2025A000148 | 819429 |  | OLT CHASSIS | MF-2 Chassis | Lightspan MF-2 240Gbps NT with network clock synchronization capabilities, without SFPs | 2 | NOKIA | Nokia WH | 2025-07-03 | MIN1804 | 202 Peaklane (West Tower) | Sarah Jane Martinez-Macalino |  | RESERVED
SCM2025A000148 | 963929 |  | OLT CHASSIS | MF-2 Chassis | HiCap NT Redundancy/Load Sharing Redundancy SW Package; License per Network Element (1 NE = 1 subrack); | 1 | NOKIA | Nokia WH | 2025-07-03 | MIN1804 | 202 Peaklane (West Tower) | Sarah Jane Martinez-Macalino |  | RESERVED
SCM2025A000148 | 805864 |  | OLT CHASSIS | MF-2 Chassis | Simplex patch cord, LC/UPC - SC 20m | 4 | NOKIA | Nokia WH | 2025-07-03 | MIN1804 | 202 Peaklane (West Tower) | Sarah Jane Martinez-Macalino |  | RESERVED
SCM2025A000148 | 819427 |  | OLT CHASSIS | MF-2 Chassis | Positive Power Cable /10m | 2 | NOKIA | Nokia WH | 2025-07-03 | MIN1804 | 202 Peaklane (West Tower) | Sarah Jane Martinez-Macalino |  | RESERVED
SCM2025A000148 | 819428 |  | OLT CHASSIS | MF-2 Chassis | Positive Power Cable /10m | 2 | NOKIA | Nokia WH | 2025-07-03 | MIN1804 | 202 Peaklane (West Tower) | Sarah Jane Martinez-Macalino |  | RESERVED
SCM2025A000148 | TBD |  | OLT CHASSIS | MF-2 Chassis | Lightspan MF-2 DC Power Cable ETSI 10m | 2 | NOKIA | Nokia WH | 2025-07-03 | MIN1804 | 202 Peaklane (West Tower) | Sarah Jane Martinez-Macalino |  | RESERVED
SCM2025A000148 | 807134 |  | OLT CHASSIS | MF-2 Chassis | CA-Power Cable Ground Yellow/Green, M8 lug | 1 | NOKIA | Nokia WH | 2025-07-03 | MIN1804 | 202 Peaklane (West Tower) | Sarah Jane Martinez-Macalino |  | RESERVED
SCM2025A000148 | 819464 |  | SERVICE CARDS | MF-2 Cards | GPON SFP B+ (C-temp) OLT | 16 | NOKIA | Nokia WH | 2025-07-03 | MIN1804 | 202 Peaklane (West Tower) | Sarah Jane Martinez-Macalino |  | RESERVED
SCM2025A000148 | 819421 |  | SERVICE CARDS | MF-2 Cards | XGS-PON/GPON MPM B+ (28 dBm), C-temp | 16 | NOKIA | Nokia WH | 2025-07-03 | MIN1804 | 202 Peaklane (West Tower) | Sarah Jane Martinez-Macalino |  | RESERVED
SCM2025A000148 | 819430 |  | SERVICE CARDS | MF-2 Cards | Lightspan MF 16port Multi-PON Line board | 2 | NOKIA | Nokia WH | 2025-07-03 | MIN1804 | 202 Peaklane (West Tower) | Sarah Jane Martinez-Macalino |  | RESERVED
SCM2025A000148 | 963926 |  | SERVICE CARDS | MF-2 Cards | Lightspan RTU per PON port | 16 | NOKIA | Nokia WH | 2025-07-03 | MIN1804 | 202 Peaklane (West Tower) | Sarah Jane Martinez-Macalino |  | RESERVED
SCM2025A000148 | 963928 |  | SERVICE CARDS | MF-2 Cards | 20Gbps per LT SW Package; License per LT which synchronizes at 20Gbps with the NT | 4 | NOKIA | Nokia WH | 2025-07-03 | MIN1804 | 202 Peaklane (West Tower) | Sarah Jane Martinez-Macalino |  | RESERVED
SCM2025A000148 | 964488 |  | SERVICE CARDS | MF-2 Cards | Lightspan SDN activation fee on fiber LTs and units; License per linecard or single unit | 2 | NOKIA | Nokia WH | 2025-07-03 | MIN1804 | 202 Peaklane (West Tower) | Sarah Jane Martinez-Macalino |  | RESERVED
SCM2025A000148 | 964486 |  | SERVICE CARDS | MF-2 Cards | Lightspan MPM-PON (GPON/XGSPON) enablement package; License per MPM-PON port | 16 | NOKIA | Nokia WH | 2025-07-03 | MIN1804 | 202 Peaklane (West Tower) | Sarah Jane Martinez-Macalino |  | RESERVED
SCM2025A000148 | 806277 |  | SERVICE CARDS | MF-2 Cards | Simplex patch cord, SC/UPC -SC/UPC 15m | 32 | NOKIA | Nokia WH | 2025-07-03 | MIN1804 | 202 Peaklane (West Tower) | Sarah Jane Martinez-Macalino |  | RESERVED
SCM2025A000149 | 819464 |  | SERVICE CARDS | MF-2 Cards | GPON SFP B+ (C-temp) OLT | 16 | NOKIA | Nokia WH | 2025-07-03 | SL577 | Pahara | Sarah Jane Martinez-Macalino |  | RESERVED
SCM2025A000149 | 819421 |  | SERVICE CARDS | MF-2 Cards | XGS-PON/GPON MPM B+ (28 dBm), C-temp | 16 | NOKIA | Nokia WH | 2025-07-03 | SL577 | Pahara | Sarah Jane Martinez-Macalino |  | RESERVED
SCM2025A000149 | 819430 |  | SERVICE CARDS | MF-2 Cards | Lightspan MF 16port Multi-PON Line board | 2 | NOKIA | Nokia WH | 2025-07-03 | SL577 | Pahara | Sarah Jane Martinez-Macalino |  | RESERVED
SCM2025A000149 | 963926 |  | SERVICE CARDS | MF-2 Cards | Lightspan RTU per PON port | 16 | NOKIA | Nokia WH | 2025-07-03 | SL577 | Pahara | Sarah Jane Martinez-Macalino |  | RESERVED
SCM2025A000149 | 963928 |  | SERVICE CARDS | MF-2 Cards | 20Gbps per LT SW Package; License per LT which synchronizes at 20Gbps with the NT | 4 | NOKIA | Nokia WH | 2025-07-03 | SL577 | Pahara | Sarah Jane Martinez-Macalino |  | RESERVED
SCM2025A000149 | 964488 |  | SERVICE CARDS | MF-2 Cards | Lightspan SDN activation fee on fiber LTs and units; License per linecard or single unit | 2 | NOKIA | Nokia WH | 2025-07-03 | SL577 | Pahara | Sarah Jane Martinez-Macalino |  | RESERVED
SCM2025A000149 | 964486 |  | SERVICE CARDS | MF-2 Cards | Lightspan MPM-PON (GPON/XGSPON) enablement package; License per MPM-PON port | 16 | NOKIA | Nokia WH | 2025-07-03 | SL577 | Pahara | Sarah Jane Martinez-Macalino |  | RESERVED
SCM2025A000149 | 806277 |  | SERVICE CARDS | MF-2 Cards | Simplex patch cord, SC/UPC -SC/UPC 15m | 32 | NOKIA | Nokia WH | 2025-07-03 | SL577 | Pahara | Sarah Jane Martinez-Macalino |  | RESERVED
SCM2025A000167 | 816828 |  | HOUSING | LARGE ODC | ODC(Including Rectifer FP2 2KW*1 & 200Ah AGM battery)/20U equip. space ¦ (1120x700x1650) | 2 | NOKIA | Nokia WH | 2025-08-07 |  | EL NIDO RELOC | Sarah Jane Martinez-Macalino |  | RESERVED
SCM2025A000598 | 819411 |  | OLT CHASSIS | MF-2 Chassis | Lightspan MF-2 shelf incl. fan unit, w/o dust filter | 1 | NOKIA | Nokia WH | 2025-10-04 | NCR12350 | SYNC TOWER | Sarah Jane Martinez-Macalino |  | RESERVED
SCM2025A000598 | 819412 |  | OLT CHASSIS | MF-2 Chassis | Lightspan MF-2 DC power module | 2 | NOKIA | Nokia WH | 2025-10-04 | NCR12350 | SYNC TOWER | Sarah Jane Martinez-Macalino |  | RESERVED
SCM2025A000598 | 820215 |  | OLT CHASSIS | MF-2 Chassis | MA-Dummy LT | 1 | NOKIA | Nokia WH | 2025-10-04 | NCR12350 | SYNC TOWER | Sarah Jane Martinez-Macalino |  | RESERVED
SCM2025A000598 | 810266 |  | OLT CHASSIS | MF-2 Chassis | SFP+ Pluggable Optical Module, 10GE LR SM 1310nm, Duplex LC connector, 10km (6.2dB) | 2 | NOKIA | Nokia WH | 2025-10-04 | NCR12350 | SYNC TOWER | Sarah Jane Martinez-Macalino |  | RESERVED
SCM2025A000598 | 819429 |  | OLT CHASSIS | MF-2 Chassis | Lightspan MF-2 240Gbps NT with network clock synchronization capabilities, without SFPs | 2 | NOKIA | Nokia WH | 2025-10-04 | NCR12350 | SYNC TOWER | Sarah Jane Martinez-Macalino |  | RESERVED
SCM2025A000598 | 963929 |  | OLT CHASSIS | MF-2 Chassis | HiCap NT Redundancy/Load Sharing Redundancy SW Package; License per Network Element (1 NE = 1 subrack); | 1 | NOKIA | Nokia WH | 2025-10-04 | NCR12350 | SYNC TOWER | Sarah Jane Martinez-Macalino |  | RESERVED
SCM2025A000598 | 805864 |  | OLT CHASSIS | MF-2 Chassis | Simplex patch cord, LC/UPC - SC 20m | 4 | NOKIA | Nokia WH | 2025-10-04 | NCR12350 | SYNC TOWER | Sarah Jane Martinez-Macalino |  | RESERVED
SCM2025A000598 | 819427 |  | OLT CHASSIS | MF-2 Chassis | Positive Power Cable /10m | 2 | NOKIA | Nokia WH | 2025-10-04 | NCR12350 | SYNC TOWER | Sarah Jane Martinez-Macalino |  | RESERVED
SCM2025A000598 | 819428 |  | OLT CHASSIS | MF-2 Chassis | Positive Power Cable /10m | 2 | NOKIA | Nokia WH | 2025-10-04 | NCR12350 | SYNC TOWER | Sarah Jane Martinez-Macalino |  | RESERVED
SCM2025A000598 | TBD |  | OLT CHASSIS | MF-2 Chassis | Lightspan MF-2 DC Power Cable ETSI 10m | 2 | NOKIA | Nokia WH | 2025-10-04 | NCR12350 | SYNC TOWER | Sarah Jane Martinez-Macalino |  | RESERVED
SCM2025A000598 | 807134 |  | OLT CHASSIS | MF-2 Chassis | CA-Power Cable Ground Yellow/Green, M8 lug | 1 | NOKIA | Nokia WH | 2025-10-04 | NCR12350 | SYNC TOWER | Sarah Jane Martinez-Macalino |  | RESERVED
SCM2025A000598 | 819464 |  | SERVICE CARDS | MF-2 Cards | GPON SFP B+ (C-temp) OLT | 8 | NOKIA | Nokia WH | 2025-10-04 | NCR12350 | SYNC TOWER | Sarah Jane Martinez-Macalino |  | RESERVED
SCM2025A000598 | 819421 |  | SERVICE CARDS | MF-2 Cards | XGS-PON/GPON MPM B+ (28 dBm), C-temp | 8 | NOKIA | Nokia WH | 2025-10-04 | NCR12350 | SYNC TOWER | Sarah Jane Martinez-Macalino |  | RESERVED
SCM2025A000598 | 819430 |  | SERVICE CARDS | MF-2 Cards | Lightspan MF 16port Multi-PON Line board | 1 | NOKIA | Nokia WH | 2025-10-04 | NCR12350 | SYNC TOWER | Sarah Jane Martinez-Macalino |  | RESERVED
SCM2025A000598 | 963926 |  | SERVICE CARDS | MF-2 Cards | Lightspan RTU per PON port | 8 | NOKIA | Nokia WH | 2025-10-04 | NCR12350 | SYNC TOWER | Sarah Jane Martinez-Macalino |  | RESERVED
SCM2025A000598 | 963928 |  | SERVICE CARDS | MF-2 Cards | 20Gbps per LT SW Package; License per LT which synchronizes at 20Gbps with the NT | 2 | NOKIA | Nokia WH | 2025-10-04 | NCR12350 | SYNC TOWER | Sarah Jane Martinez-Macalino |  | RESERVED
SCM2025A000598 | 964488 |  | SERVICE CARDS | MF-2 Cards | Lightspan SDN activation fee on fiber LTs and units; License per linecard or single unit | 1 | NOKIA | Nokia WH | 2025-10-04 | NCR12350 | SYNC TOWER | Sarah Jane Martinez-Macalino |  | RESERVED
SCM2025A000598 | 964486 |  | SERVICE CARDS | MF-2 Cards | Lightspan MPM-PON (GPON/XGSPON) enablement package; License per MPM-PON port | 8 | NOKIA | Nokia WH | 2025-10-04 | NCR12350 | SYNC TOWER | Sarah Jane Martinez-Macalino |  | RESERVED
SCM2025A000598 | 806277 |  | SERVICE CARDS | MF-2 Cards | Simplex patch cord, SC/UPC -SC/UPC 15m | 16 | NOKIA | Nokia WH | 2025-10-04 | NCR12350 | SYNC TOWER | Sarah Jane Martinez-Macalino |  | RESERVED
SCM2025A000601 | 819413 |  | OLT CHASSIS | FX-4 Chassis | 7360 ISAM FX-4 shelf (ETSI variant), 48V only, incl. BFAN unit | 1 | NOKIA | Nokia WH | 2025-10-14 | VIS5361 | ASTRA CENTRE | Sarah Jane Martinez-Macalino |  | RESERVED
SCM2025A000601 | 819414 |  | OLT CHASSIS | FX-4 Chassis | ISAM FX-4 Fiber Routing Kit | 1 | NOKIA | Nokia WH | 2025-10-14 | VIS5361 | ASTRA CENTRE | Sarah Jane Martinez-Macalino |  | RESERVED
SCM2025A000601 |  |  | OLT CHASSIS | FX-4 Chassis | Universal dummy plate | 2 | NOKIA | Nokia WH | 2025-10-14 | VIS5361 | ASTRA CENTRE | Sarah Jane Martinez-Macalino |  | RESERVED
SCM2025A000601 | 810266 |  | OLT CHASSIS | FX-4 Chassis | SFP+ Pluggable Optical Module, 10GE LR SM 1310nm, -40°C to +85°C, Duplex LC connector, 10km (6.2dB) | 2 | NOKIA | Nokia WH | 2025-10-14 | VIS5361 | ASTRA CENTRE | Sarah Jane Martinez-Macalino |  | RESERVED
SCM2025A000601 | 819433 |  | OLT CHASSIS | FX-4 Chassis | 7360 ISAM FX 1280Gbps NT with network clock synchronization capabilities, without SFPs (ETSI variant) | 2 | NOKIA | Nokia WH | 2025-10-14 | VIS5361 | ASTRA CENTRE | Sarah Jane Martinez-Macalino |  | RESERVED
SCM2025A000601 | 963929 |  | OLT CHASSIS | FX-4 Chassis | ISAM HiCap NT Redundancy/Load Sharing Redundancy SW Package; License per Network Element (1 NE = 1 subrack); | 1 | NOKIA | Nokia WH | 2025-10-14 | VIS5361 | ASTRA CENTRE | Sarah Jane Martinez-Macalino |  | RESERVED
SCM2025A000601 | 805864 |  | OLT CHASSIS | FX-4 Chassis | Simplex patch cord, LC/UPC - SC 20m | 4 | NOKIA | Nokia WH | 2025-10-14 | VIS5361 | ASTRA CENTRE | Sarah Jane Martinez-Macalino |  | RESERVED
SCM2025A000601 | 819427 |  | OLT CHASSIS | FX-4 Chassis | Positive Power Cable /10m | 2 | NOKIA | Nokia WH | 2025-10-14 | VIS5361 | ASTRA CENTRE | Sarah Jane Martinez-Macalino |  | RESERVED
SCM2025A000601 | 819428 |  | OLT CHASSIS | FX-4 Chassis | Positive Power Cable /10m | 2 | NOKIA | Nokia WH | 2025-10-14 | VIS5361 | ASTRA CENTRE | Sarah Jane Martinez-Macalino |  | RESERVED
SCM2025A000601 | 807134 |  | OLT CHASSIS | FX-4 Chassis | CA-Power Cable Ground Yellow/Green, M8 lug | 1 | NOKIA | Nokia WH | 2025-10-14 | VIS5361 | ASTRA CENTRE | Sarah Jane Martinez-Macalino |  | RESERVED
SCM2025A000601 | 819464 |  | SERVICE CARDS | FX-4 Cards | GPON SFP B+ (C-temp) OLT | 24 | NOKIA | Nokia WH | 2025-10-14 | VIS5361 | ASTRA CENTRE | Sarah Jane Martinez-Macalino |  | RESERVED
SCM2025A000601 | 819421 |  | SERVICE CARDS | FX-4 Cards | XGS-PON/GPON MPM B+ (28 dBm), C-temp | 24 | NOKIA | Nokia WH | 2025-10-14 | VIS5361 | ASTRA CENTRE | Sarah Jane Martinez-Macalino |  | RESERVED
SCM2025A000601 | 819432 |  | SERVICE CARDS | FX-4 Cards | ISAM FX 16port GPON line card (Upgradable with Software license activation for XGS PON) | 3 | NOKIA | Nokia WH | 2025-10-14 | VIS5361 | ASTRA CENTRE | Sarah Jane Martinez-Macalino |  | RESERVED
SCM2025A000601 | 963927 |  | SERVICE CARDS | FX-4 Cards | Software application fee per PON port | 24 | NOKIA | Nokia WH | 2025-10-14 | VIS5361 | ASTRA CENTRE | Sarah Jane Martinez-Macalino |  | RESERVED
SCM2025A000601 | 963932 |  | SERVICE CARDS | FX-4 Cards | ISAM Software application fee per 10G PON port | 24 | NOKIA | Nokia WH | 2025-10-14 | VIS5361 | ASTRA CENTRE | Sarah Jane Martinez-Macalino |  | RESERVED
SCM2025A000601 | 963928 |  | SERVICE CARDS | FX-4 Cards | ISAM 20Gbps per LT SW Package; License per LT which synchronizes at 20Gbps with the NT | 6 | NOKIA | Nokia WH | 2025-10-14 | VIS5361 | ASTRA CENTRE | Sarah Jane Martinez-Macalino |  | RESERVED
SCM2025A000601 | 963930 |  | SERVICE CARDS | FX-4 Cards | ISAM FGUT-A upgrade SW package(Activate 10GPON license) /Per LT | 3 | NOKIA | Nokia WH | 2025-10-14 | VIS5361 | ASTRA CENTRE | Sarah Jane Martinez-Macalino |  | RESERVED
SCM2025A000601 | 963931 |  | SERVICE CARDS | FX-4 Cards | ISAM MPM Software application fee per xPON port | 24 | NOKIA | Nokia WH | 2025-10-14 | VIS5361 | ASTRA CENTRE | Sarah Jane Martinez-Macalino |  | RESERVED
SCM2025A000601 | 806277 |  | SERVICE CARDS | FX-4 Cards | Simplex patch cord, SC/UPC -SC/UPC 15m | 48 | NOKIA | Nokia WH | 2025-10-14 | VIS5361 | ASTRA CENTRE | Sarah Jane Martinez-Macalino |  | RESERVED
SCM2025A000604 | 819411 |  | OLT CHASSIS | MF-2 Chassis | Lightspan MF-2 shelf incl. fan unit, w/o dust filter | 1 | NOKIA | Nokia WH | 2025-10-21 | MIN2482 | Sulop | Sarah Jane Martinez-Macalino |  | RESERVED
SCM2025A000604 | 819412 |  | OLT CHASSIS | MF-2 Chassis | Lightspan MF-2 DC power module | 2 | NOKIA | Nokia WH | 2025-10-21 | MIN2482 | Sulop | Sarah Jane Martinez-Macalino |  | RESERVED
SCM2025A000604 | 820215 |  | OLT CHASSIS | MF-2 Chassis | MA-Dummy LT | 1 | NOKIA | Nokia WH | 2025-10-21 | MIN2482 | Sulop | Sarah Jane Martinez-Macalino |  | RESERVED
SCM2025A000604 | 810266 |  | OLT CHASSIS | MF-2 Chassis | SFP+ Pluggable Optical Module, 10GE LR SM 1310nm, Duplex LC connector, 10km (6.2dB) | 2 | NOKIA | Nokia WH | 2025-10-21 | MIN2482 | Sulop | Sarah Jane Martinez-Macalino |  | RESERVED
SCM2025A000604 | 819429 |  | OLT CHASSIS | MF-2 Chassis | Lightspan MF-2 240Gbps NT with network clock synchronization capabilities, without SFPs | 2 | NOKIA | Nokia WH | 2025-10-21 | MIN2482 | Sulop | Sarah Jane Martinez-Macalino |  | RESERVED
SCM2025A000604 | 963929 |  | OLT CHASSIS | MF-2 Chassis | HiCap NT Redundancy/Load Sharing Redundancy SW Package; License per Network Element (1 NE = 1 subrack); | 1 | NOKIA | Nokia WH | 2025-10-21 | MIN2482 | Sulop | Sarah Jane Martinez-Macalino |  | RESERVED
SCM2025A000604 | 805864 |  | OLT CHASSIS | MF-2 Chassis | Simplex patch cord, LC/UPC - SC 20m | 4 | NOKIA | Nokia WH | 2025-10-21 | MIN2482 | Sulop | Sarah Jane Martinez-Macalino |  | RESERVED
SCM2025A000604 | 819427 |  | OLT CHASSIS | MF-2 Chassis | Positive Power Cable /10m | 2 | NOKIA | Nokia WH | 2025-10-21 | MIN2482 | Sulop | Sarah Jane Martinez-Macalino |  | RESERVED
SCM2025A000604 | 819428 |  | OLT CHASSIS | MF-2 Chassis | Positive Power Cable /10m | 2 | NOKIA | Nokia WH | 2025-10-21 | MIN2482 | Sulop | Sarah Jane Martinez-Macalino |  | RESERVED
SCM2025A000604 | TBD |  | OLT CHASSIS | MF-2 Chassis | Lightspan MF-2 DC Power Cable ETSI 10m | 2 | NOKIA | Nokia WH | 2025-10-21 | MIN2482 | Sulop | Sarah Jane Martinez-Macalino |  | RESERVED
SCM2025A000604 | 807134 |  | OLT CHASSIS | MF-2 Chassis | CA-Power Cable Ground Yellow/Green, M8 lug | 1 | NOKIA | Nokia WH | 2025-10-21 | MIN2482 | Sulop | Sarah Jane Martinez-Macalino |  | RESERVED
SCM2025A000604 | 819464 |  | SERVICE CARDS | MF-2 Cards | GPON SFP B+ (C-temp) OLT | 8 | NOKIA | Nokia WH | 2025-10-21 | MIN2482 | Sulop | Sarah Jane Martinez-Macalino |  | RESERVED
SCM2025A000604 | 819421 |  | SERVICE CARDS | MF-2 Cards | XGS-PON/GPON MPM B+ (28 dBm), C-temp | 8 | NOKIA | Nokia WH | 2025-10-21 | MIN2482 | Sulop | Sarah Jane Martinez-Macalino |  | RESERVED
SCM2025A000604 | 819430 |  | SERVICE CARDS | MF-2 Cards | Lightspan MF 16port Multi-PON Line board | 1 | NOKIA | Nokia WH | 2025-10-21 | MIN2482 | Sulop | Sarah Jane Martinez-Macalino |  | RESERVED
SCM2025A000604 | 963926 |  | SERVICE CARDS | MF-2 Cards | Lightspan RTU per PON port | 8 | NOKIA | Nokia WH | 2025-10-21 | MIN2482 | Sulop | Sarah Jane Martinez-Macalino |  | RESERVED
SCM2025A000604 | 963928 |  | SERVICE CARDS | MF-2 Cards | 20Gbps per LT SW Package; License per LT which synchronizes at 20Gbps with the NT | 2 | NOKIA | Nokia WH | 2025-10-21 | MIN2482 | Sulop | Sarah Jane Martinez-Macalino |  | RESERVED
SCM2025A000604 | 964488 |  | SERVICE CARDS | MF-2 Cards | Lightspan SDN activation fee on fiber LTs and units; License per linecard or single unit | 1 | NOKIA | Nokia WH | 2025-10-21 | MIN2482 | Sulop | Sarah Jane Martinez-Macalino |  | RESERVED
SCM2025A000604 | 964486 |  | SERVICE CARDS | MF-2 Cards | Lightspan MPM-PON (GPON/XGSPON) enablement package; License per MPM-PON port | 8 | NOKIA | Nokia WH | 2025-10-21 | MIN2482 | Sulop | Sarah Jane Martinez-Macalino |  | RESERVED
SCM2025A000604 | 806277 |  | SERVICE CARDS | MF-2 Cards | Simplex patch cord, SC/UPC -SC/UPC 15m | 16 | NOKIA | Nokia WH | 2025-10-21 | MIN2482 | Sulop | Sarah Jane Martinez-Macalino |  | RESERVED
SCM2025A000605 | 819411 |  | OLT CHASSIS | MF-2 Chassis | Lightspan MF-2 shelf incl. fan unit, w/o dust filter | 1 | NOKIA | Nokia WH | 2025-10-21 | VIS5598 | Mahi | Sarah Jane Martinez-Macalino |  | RESERVED
SCM2025A000605 | 819412 |  | OLT CHASSIS | MF-2 Chassis | Lightspan MF-2 DC power module | 2 | NOKIA | Nokia WH | 2025-10-21 | VIS5598 | Mahi | Sarah Jane Martinez-Macalino |  | RESERVED
SCM2025A000605 | 820215 |  | OLT CHASSIS | MF-2 Chassis | MA-Dummy LT | 1 | NOKIA | Nokia WH | 2025-10-21 | VIS5598 | Mahi | Sarah Jane Martinez-Macalino |  | RESERVED
SCM2025A000605 | 810266 |  | OLT CHASSIS | MF-2 Chassis | SFP+ Pluggable Optical Module, 10GE LR SM 1310nm, Duplex LC connector, 10km (6.2dB) | 2 | NOKIA | Nokia WH | 2025-10-21 | VIS5598 | Mahi | Sarah Jane Martinez-Macalino |  | RESERVED
SCM2025A000605 | 819429 |  | OLT CHASSIS | MF-2 Chassis | Lightspan MF-2 240Gbps NT with network clock synchronization capabilities, without SFPs | 2 | NOKIA | Nokia WH | 2025-10-21 | VIS5598 | Mahi | Sarah Jane Martinez-Macalino |  | RESERVED
SCM2025A000605 | 963929 |  | OLT CHASSIS | MF-2 Chassis | HiCap NT Redundancy/Load Sharing Redundancy SW Package; License per Network Element (1 NE = 1 subrack); | 1 | NOKIA | Nokia WH | 2025-10-21 | VIS5598 | Mahi | Sarah Jane Martinez-Macalino |  | RESERVED
SCM2025A000605 | 805864 |  | OLT CHASSIS | MF-2 Chassis | Simplex patch cord, LC/UPC - SC 20m | 4 | NOKIA | Nokia WH | 2025-10-21 | VIS5598 | Mahi | Sarah Jane Martinez-Macalino |  | RESERVED
SCM2025A000605 | 819427 |  | OLT CHASSIS | MF-2 Chassis | Positive Power Cable /10m | 2 | NOKIA | Nokia WH | 2025-10-21 | VIS5598 | Mahi | Sarah Jane Martinez-Macalino |  | RESERVED
SCM2025A000605 | 819428 |  | OLT CHASSIS | MF-2 Chassis | Positive Power Cable /10m | 2 | NOKIA | Nokia WH | 2025-10-21 | VIS5598 | Mahi | Sarah Jane Martinez-Macalino |  | RESERVED
SCM2025A000605 | TBD |  | OLT CHASSIS | MF-2 Chassis | Lightspan MF-2 DC Power Cable ETSI 10m | 2 | NOKIA | Nokia WH | 2025-10-21 | VIS5598 | Mahi | Sarah Jane Martinez-Macalino |  | RESERVED
SCM2025A000605 | 807134 |  | OLT CHASSIS | MF-2 Chassis | CA-Power Cable Ground Yellow/Green, M8 lug | 1 | NOKIA | Nokia WH | 2025-10-21 | VIS5598 | Mahi | Sarah Jane Martinez-Macalino |  | RESERVED
SCM2025A000605 | 819464 |  | SERVICE CARDS | MF-2 Cards | GPON SFP B+ (C-temp) OLT | 8 | NOKIA | Nokia WH | 2025-10-21 | VIS5598 | Mahi | Sarah Jane Martinez-Macalino |  | RESERVED
SCM2025A000605 | 819421 |  | SERVICE CARDS | MF-2 Cards | XGS-PON/GPON MPM B+ (28 dBm), C-temp | 8 | NOKIA | Nokia WH | 2025-10-21 | VIS5598 | Mahi | Sarah Jane Martinez-Macalino |  | RESERVED
SCM2025A000605 | 819430 |  | SERVICE CARDS | MF-2 Cards | Lightspan MF 16port Multi-PON Line board | 1 | NOKIA | Nokia WH | 2025-10-21 | VIS5598 | Mahi | Sarah Jane Martinez-Macalino |  | RESERVED
SCM2025A000605 | 963926 |  | SERVICE CARDS | MF-2 Cards | Lightspan RTU per PON port | 8 | NOKIA | Nokia WH | 2025-10-21 | VIS5598 | Mahi | Sarah Jane Martinez-Macalino |  | RESERVED
SCM2025A000605 | 963928 |  | SERVICE CARDS | MF-2 Cards | 20Gbps per LT SW Package; License per LT which synchronizes at 20Gbps with the NT | 2 | NOKIA | Nokia WH | 2025-10-21 | VIS5598 | Mahi | Sarah Jane Martinez-Macalino |  | RESERVED
SCM2025A000605 | 964488 |  | SERVICE CARDS | MF-2 Cards | Lightspan SDN activation fee on fiber LTs and units; License per linecard or single unit | 1 | NOKIA | Nokia WH | 2025-10-21 | VIS5598 | Mahi | Sarah Jane Martinez-Macalino |  | RESERVED
SCM2025A000605 | 964486 |  | SERVICE CARDS | MF-2 Cards | Lightspan MPM-PON (GPON/XGSPON) enablement package; License per MPM-PON port | 8 | NOKIA | Nokia WH | 2025-10-21 | VIS5598 | Mahi | Sarah Jane Martinez-Macalino |  | RESERVED
SCM2025A000605 | 806277 |  | SERVICE CARDS | MF-2 Cards | Simplex patch cord, SC/UPC -SC/UPC 15m | 16 | NOKIA | Nokia WH | 2025-10-21 | VIS5598 | Mahi | Sarah Jane Martinez-Macalino |  | RESERVED
SCM2025A000607 | 819411 |  | OLT CHASSIS | MF-2 Chassis | Lightspan MF-2 shelf incl. fan unit, w/o dust filter | 1 | NOKIA | STOPPED Sites | 2025-10-22 | MIN2857 | 8 SPATIAL CONDOMINIUM | Sarah Jane Martinez-Macalino |  | RESERVED
SCM2025A000607 | 819412 |  | OLT CHASSIS | MF-2 Chassis | Lightspan MF-2 DC power module | 2 | NOKIA | STOPPED Sites | 2025-10-22 | MIN2857 | 8 SPATIAL CONDOMINIUM | Sarah Jane Martinez-Macalino |  | RESERVED
SCM2025A000607 | 820215 |  | OLT CHASSIS | MF-2 Chassis | MA-Dummy LT | 1 | NOKIA | STOPPED Sites | 2025-10-22 | MIN2857 | 8 SPATIAL CONDOMINIUM | Sarah Jane Martinez-Macalino |  | RESERVED
SCM2025A000607 | 810266 |  | OLT CHASSIS | MF-2 Chassis | SFP+ Pluggable Optical Module, 10GE LR SM 1310nm, Duplex LC connector, 10km (6.2dB) | 2 | NOKIA | STOPPED Sites | 2025-10-22 | MIN2857 | 8 SPATIAL CONDOMINIUM | Sarah Jane Martinez-Macalino |  | RESERVED
SCM2025A000607 | 819429 |  | OLT CHASSIS | MF-2 Chassis | Lightspan MF-2 240Gbps NT with network clock synchronization capabilities, without SFPs | 2 | NOKIA | STOPPED Sites | 2025-10-22 | MIN2857 | 8 SPATIAL CONDOMINIUM | Sarah Jane Martinez-Macalino |  | RESERVED
SCM2025A000607 | 963929 |  | OLT CHASSIS | MF-2 Chassis | HiCap NT Redundancy/Load Sharing Redundancy SW Package; License per Network Element (1 NE = 1 subrack); | 1 | NOKIA | STOPPED Sites | 2025-10-22 | MIN2857 | 8 SPATIAL CONDOMINIUM | Sarah Jane Martinez-Macalino |  | RESERVED
SCM2025A000607 | 805864 |  | OLT CHASSIS | MF-2 Chassis | Simplex patch cord, LC/UPC - SC 20m | 4 | NOKIA | STOPPED Sites | 2025-10-22 | MIN2857 | 8 SPATIAL CONDOMINIUM | Sarah Jane Martinez-Macalino |  | RESERVED
SCM2025A000607 | 819427 |  | OLT CHASSIS | MF-2 Chassis | Positive Power Cable /10m | 2 | NOKIA | STOPPED Sites | 2025-10-22 | MIN2857 | 8 SPATIAL CONDOMINIUM | Sarah Jane Martinez-Macalino |  | RESERVED
SCM2025A000607 | 819428 |  | OLT CHASSIS | MF-2 Chassis | Positive Power Cable /10m | 2 | NOKIA | STOPPED Sites | 2025-10-22 | MIN2857 | 8 SPATIAL CONDOMINIUM | Sarah Jane Martinez-Macalino |  | RESERVED
SCM2025A000607 | TBD |  | OLT CHASSIS | MF-2 Chassis | Lightspan MF-2 DC Power Cable ETSI 10m | 2 | NOKIA | STOPPED Sites | 2025-10-22 | MIN2857 | 8 SPATIAL CONDOMINIUM | Sarah Jane Martinez-Macalino |  | RESERVED
SCM2025A000607 | 807134 |  | OLT CHASSIS | MF-2 Chassis | CA-Power Cable Ground Yellow/Green, M8 lug | 1 | NOKIA | STOPPED Sites | 2025-10-22 | MIN2857 | 8 SPATIAL CONDOMINIUM | Sarah Jane Martinez-Macalino |  | RESERVED
SCM2025A000607 | 819464 |  | SERVICE CARDS | MF-2 Cards | GPON SFP B+ (C-temp) OLT | 16 | NOKIA | STOPPED Sites | 2025-10-22 | MIN2857 | 8 SPATIAL CONDOMINIUM | Sarah Jane Martinez-Macalino |  | RESERVED
SCM2025A000607 | 819421 |  | SERVICE CARDS | MF-2 Cards | XGS-PON/GPON MPM B+ (28 dBm), C-temp | 16 | NOKIA | STOPPED Sites | 2025-10-22 | MIN2857 | 8 SPATIAL CONDOMINIUM | Sarah Jane Martinez-Macalino |  | RESERVED
SCM2025A000607 | 819430 |  | SERVICE CARDS | MF-2 Cards | Lightspan MF 16port Multi-PON Line board | 2 | NOKIA | STOPPED Sites | 2025-10-22 | MIN2857 | 8 SPATIAL CONDOMINIUM | Sarah Jane Martinez-Macalino |  | RESERVED
SCM2025A000607 | 963926 |  | SERVICE CARDS | MF-2 Cards | Lightspan RTU per PON port | 16 | NOKIA | STOPPED Sites | 2025-10-22 | MIN2857 | 8 SPATIAL CONDOMINIUM | Sarah Jane Martinez-Macalino |  | RESERVED
SCM2025A000607 | 963928 |  | SERVICE CARDS | MF-2 Cards | 20Gbps per LT SW Package; License per LT which synchronizes at 20Gbps with the NT | 4 | NOKIA | STOPPED Sites | 2025-10-22 | MIN2857 | 8 SPATIAL CONDOMINIUM | Sarah Jane Martinez-Macalino |  | RESERVED
SCM2025A000607 | 964488 |  | SERVICE CARDS | MF-2 Cards | Lightspan SDN activation fee on fiber LTs and units; License per linecard or single unit | 2 | NOKIA | STOPPED Sites | 2025-10-22 | MIN2857 | 8 SPATIAL CONDOMINIUM | Sarah Jane Martinez-Macalino |  | RESERVED
SCM2025A000607 | 964486 |  | SERVICE CARDS | MF-2 Cards | Lightspan MPM-PON (GPON/XGSPON) enablement package; License per MPM-PON port | 16 | NOKIA | STOPPED Sites | 2025-10-22 | MIN2857 | 8 SPATIAL CONDOMINIUM | Sarah Jane Martinez-Macalino |  | RESERVED
SCM2025A000607 | 806277 |  | SERVICE CARDS | MF-2 Cards | Simplex patch cord, SC/UPC -SC/UPC 15m | 32 | NOKIA | STOPPED Sites | 2025-10-22 | MIN2857 | 8 SPATIAL CONDOMINIUM | Sarah Jane Martinez-Macalino |  | RESERVED
SCM2025A000612 | 820179 |  | OLT CHASSIS | DF16 Chassis | Lightspan DF-16GM shelf incl. fan unit, w/o dust filter | 1 | NOKIA | Nokia WH | 2025-10-22 | NCR2298 | SM CITY BICUTAN | Sarah Jane Martinez-Macalino |  | RESERVED
SCM2025A000612 | 820180 |  | OLT CHASSIS | DF16 Chassis | Lightspan DF-16GM DC power module | 2 | NOKIA | Nokia WH | 2025-10-22 | NCR2298 | SM CITY BICUTAN | Sarah Jane Martinez-Macalino |  | RESERVED
SCM2025A000612 | 810266 |  | OLT CHASSIS | DF16 Chassis | SFP+ Pluggable Optical Module, 10GE LR SM 1310nm, Duplex LC connector, 10km (6.2dB) | 2 | NOKIA | Nokia WH | 2025-10-22 | NCR2298 | SM CITY BICUTAN | Sarah Jane Martinez-Macalino |  | RESERVED
SCM2025A000612 | 819465 |  | OLT CHASSIS | DF16 Chassis | GPON SFP B+ (I-temp) OLT | 4 | NOKIA | Nokia WH | 2025-10-22 | NCR2298 | SM CITY BICUTAN | Sarah Jane Martinez-Macalino |  | RESERVED
SCM2025A000612 | 819471 |  | OLT CHASSIS | DF16 Chassis | XGS-PON/GPON MPM B+ (28 dBm), E-Temp | 4 | NOKIA | Nokia WH | 2025-10-22 | NCR2298 | SM CITY BICUTAN | Sarah Jane Martinez-Macalino |  | RESERVED
SCM2025A000612 | 963926 |  | OLT CHASSIS | DF16 Chassis | Lightspan RTU per PON port | 4 | NOKIA | Nokia WH | 2025-10-22 | NCR2298 | SM CITY BICUTAN | Sarah Jane Martinez-Macalino |  | RESERVED
SCM2025A000612 | 963928 |  | OLT CHASSIS | DF16 Chassis | 20Gbps per LT SW Package; License per LT which synchronizes at 20Gbps with the NT | 4 | NOKIA | Nokia WH | 2025-10-22 | NCR2298 | SM CITY BICUTAN | Sarah Jane Martinez-Macalino |  | RESERVED
SCM2025A000612 | 964488 |  | OLT CHASSIS | DF16 Chassis | Lightspan SDN activation fee on fiber LTs and units; License per linecard or single unit | 1 | NOKIA | Nokia WH | 2025-10-22 | NCR2298 | SM CITY BICUTAN | Sarah Jane Martinez-Macalino |  | RESERVED
SCM2025A000612 | 964486 |  | OLT CHASSIS | DF16 Chassis | Lightspan MPM-PON (GPON/XGSPON) enablement package; License per MPM-PON port | 4 | NOKIA | Nokia WH | 2025-10-22 | NCR2298 | SM CITY BICUTAN | Sarah Jane Martinez-Macalino |  | RESERVED
SCM2025A000612 | 805864 |  | OLT CHASSIS | DF16 Chassis | Simplex patch cord, LC/UPC - SC 20m | 4 | NOKIA | Nokia WH | 2025-10-22 | NCR2298 | SM CITY BICUTAN | Sarah Jane Martinez-Macalino |  | RESERVED
SCM2025A000612 | 806277 |  | OLT CHASSIS | DF16 Chassis | Simplex patch cord, SC/UPC -SC/UPC 15m | 8 | NOKIA | Nokia WH | 2025-10-22 | NCR2298 | SM CITY BICUTAN | Sarah Jane Martinez-Macalino |  | RESERVED
SCM2025A000612 | 819427 |  | OLT CHASSIS | DF16 Chassis | Positive Power Cable /10m | 2 | NOKIA | Nokia WH | 2025-10-22 | NCR2298 | SM CITY BICUTAN | Sarah Jane Martinez-Macalino |  | RESERVED
SCM2025A000612 | 819428 |  | OLT CHASSIS | DF16 Chassis | Positive Power Cable /10m | 2 | NOKIA | Nokia WH | 2025-10-22 | NCR2298 | SM CITY BICUTAN | Sarah Jane Martinez-Macalino |  | RESERVED
SCM2025A000612 | 807134 |  | OLT CHASSIS | DF16 Chassis | CA-Power Cable Ground Yellow/Green, M8 lug | 1 | NOKIA | Nokia WH | 2025-10-22 | NCR2298 | SM CITY BICUTAN | Sarah Jane Martinez-Macalino |  | RESERVED
SCM2025A000613 | 820179 |  | OLT CHASSIS | DF16 Chassis | Lightspan DF-16GM shelf incl. fan unit, w/o dust filter | 1 | NOKIA | Nokia WH | 2025-10-22 | NCR2385 | THE COLUMNS BEL-AIR | Sarah Jane Martinez-Macalino |  | RESERVED
SCM2025A000613 | 820180 |  | OLT CHASSIS | DF16 Chassis | Lightspan DF-16GM DC power module | 2 | NOKIA | Nokia WH | 2025-10-22 | NCR2385 | THE COLUMNS BEL-AIR | Sarah Jane Martinez-Macalino |  | RESERVED
SCM2025A000613 | 810266 |  | OLT CHASSIS | DF16 Chassis | SFP+ Pluggable Optical Module, 10GE LR SM 1310nm, Duplex LC connector, 10km (6.2dB) | 2 | NOKIA | Nokia WH | 2025-10-22 | NCR2385 | THE COLUMNS BEL-AIR | Sarah Jane Martinez-Macalino |  | RESERVED
SCM2025A000613 | 819465 |  | OLT CHASSIS | DF16 Chassis | GPON SFP B+ (I-temp) OLT | 4 | NOKIA | Nokia WH | 2025-10-22 | NCR2385 | THE COLUMNS BEL-AIR | Sarah Jane Martinez-Macalino |  | RESERVED
SCM2025A000613 | 819471 |  | OLT CHASSIS | DF16 Chassis | XGS-PON/GPON MPM B+ (28 dBm), E-Temp | 4 | NOKIA | Nokia WH | 2025-10-22 | NCR2385 | THE COLUMNS BEL-AIR | Sarah Jane Martinez-Macalino |  | RESERVED
SCM2025A000613 | 963926 |  | OLT CHASSIS | DF16 Chassis | Lightspan RTU per PON port | 4 | NOKIA | Nokia WH | 2025-10-22 | NCR2385 | THE COLUMNS BEL-AIR | Sarah Jane Martinez-Macalino |  | RESERVED
SCM2025A000613 | 963928 |  | OLT CHASSIS | DF16 Chassis | 20Gbps per LT SW Package; License per LT which synchronizes at 20Gbps with the NT | 4 | NOKIA | Nokia WH | 2025-10-22 | NCR2385 | THE COLUMNS BEL-AIR | Sarah Jane Martinez-Macalino |  | RESERVED
SCM2025A000613 | 964488 |  | OLT CHASSIS | DF16 Chassis | Lightspan SDN activation fee on fiber LTs and units; License per linecard or single unit | 1 | NOKIA | Nokia WH | 2025-10-22 | NCR2385 | THE COLUMNS BEL-AIR | Sarah Jane Martinez-Macalino |  | RESERVED
SCM2025A000613 | 964486 |  | OLT CHASSIS | DF16 Chassis | Lightspan MPM-PON (GPON/XGSPON) enablement package; License per MPM-PON port | 4 | NOKIA | Nokia WH | 2025-10-22 | NCR2385 | THE COLUMNS BEL-AIR | Sarah Jane Martinez-Macalino |  | RESERVED
SCM2025A000613 | 805864 |  | OLT CHASSIS | DF16 Chassis | Simplex patch cord, LC/UPC - SC 20m | 4 | NOKIA | Nokia WH | 2025-10-22 | NCR2385 | THE COLUMNS BEL-AIR | Sarah Jane Martinez-Macalino |  | RESERVED
SCM2025A000613 | 806277 |  | OLT CHASSIS | DF16 Chassis | Simplex patch cord, SC/UPC -SC/UPC 15m | 8 | NOKIA | Nokia WH | 2025-10-22 | NCR2385 | THE COLUMNS BEL-AIR | Sarah Jane Martinez-Macalino |  | RESERVED
SCM2025A000613 | 819427 |  | OLT CHASSIS | DF16 Chassis | Positive Power Cable /10m | 2 | NOKIA | Nokia WH | 2025-10-22 | NCR2385 | THE COLUMNS BEL-AIR | Sarah Jane Martinez-Macalino |  | RESERVED
SCM2025A000613 | 819428 |  | OLT CHASSIS | DF16 Chassis | Positive Power Cable /10m | 2 | NOKIA | Nokia WH | 2025-10-22 | NCR2385 | THE COLUMNS BEL-AIR | Sarah Jane Martinez-Macalino |  | RESERVED
SCM2025A000613 | 807134 |  | OLT CHASSIS | DF16 Chassis | CA-Power Cable Ground Yellow/Green, M8 lug | 1 | NOKIA | Nokia WH | 2025-10-22 | NCR2385 | THE COLUMNS BEL-AIR | Sarah Jane Martinez-Macalino |  | RESERVED
SCM2025A000614 | 820179 |  | OLT CHASSIS | DF16 Chassis | Lightspan DF-16GM shelf incl. fan unit, w/o dust filter | 1 | NOKIA | Nokia WH | 2025-10-22 | NCR2676 | MCKINLEY PARK RESIDENCES | Sarah Jane Martinez-Macalino |  | RESERVED
SCM2025A000614 | 820180 |  | OLT CHASSIS | DF16 Chassis | Lightspan DF-16GM DC power module | 2 | NOKIA | Nokia WH | 2025-10-22 | NCR2676 | MCKINLEY PARK RESIDENCES | Sarah Jane Martinez-Macalino |  | RESERVED
SCM2025A000614 | 810266 |  | OLT CHASSIS | DF16 Chassis | SFP+ Pluggable Optical Module, 10GE LR SM 1310nm, Duplex LC connector, 10km (6.2dB) | 2 | NOKIA | Nokia WH | 2025-10-22 | NCR2676 | MCKINLEY PARK RESIDENCES | Sarah Jane Martinez-Macalino |  | RESERVED
SCM2025A000614 | 819465 |  | OLT CHASSIS | DF16 Chassis | GPON SFP B+ (I-temp) OLT | 4 | NOKIA | Nokia WH | 2025-10-22 | NCR2676 | MCKINLEY PARK RESIDENCES | Sarah Jane Martinez-Macalino |  | RESERVED
SCM2025A000614 | 819471 |  | OLT CHASSIS | DF16 Chassis | XGS-PON/GPON MPM B+ (28 dBm), E-Temp | 4 | NOKIA | Nokia WH | 2025-10-22 | NCR2676 | MCKINLEY PARK RESIDENCES | Sarah Jane Martinez-Macalino |  | RESERVED
SCM2025A000614 | 963926 |  | OLT CHASSIS | DF16 Chassis | Lightspan RTU per PON port | 4 | NOKIA | Nokia WH | 2025-10-22 | NCR2676 | MCKINLEY PARK RESIDENCES | Sarah Jane Martinez-Macalino |  | RESERVED
SCM2025A000614 | 963928 |  | OLT CHASSIS | DF16 Chassis | 20Gbps per LT SW Package; License per LT which synchronizes at 20Gbps with the NT | 4 | NOKIA | Nokia WH | 2025-10-22 | NCR2676 | MCKINLEY PARK RESIDENCES | Sarah Jane Martinez-Macalino |  | RESERVED
SCM2025A000614 | 964488 |  | OLT CHASSIS | DF16 Chassis | Lightspan SDN activation fee on fiber LTs and units; License per linecard or single unit | 1 | NOKIA | Nokia WH | 2025-10-22 | NCR2676 | MCKINLEY PARK RESIDENCES | Sarah Jane Martinez-Macalino |  | RESERVED
SCM2025A000614 | 964486 |  | OLT CHASSIS | DF16 Chassis | Lightspan MPM-PON (GPON/XGSPON) enablement package; License per MPM-PON port | 4 | NOKIA | Nokia WH | 2025-10-22 | NCR2676 | MCKINLEY PARK RESIDENCES | Sarah Jane Martinez-Macalino |  | RESERVED
SCM2025A000614 | 805864 |  | OLT CHASSIS | DF16 Chassis | Simplex patch cord, LC/UPC - SC 20m | 4 | NOKIA | Nokia WH | 2025-10-22 | NCR2676 | MCKINLEY PARK RESIDENCES | Sarah Jane Martinez-Macalino |  | RESERVED
SCM2025A000614 | 806277 |  | OLT CHASSIS | DF16 Chassis | Simplex patch cord, SC/UPC -SC/UPC 15m | 8 | NOKIA | Nokia WH | 2025-10-22 | NCR2676 | MCKINLEY PARK RESIDENCES | Sarah Jane Martinez-Macalino |  | RESERVED
SCM2025A000614 | 819427 |  | OLT CHASSIS | DF16 Chassis | Positive Power Cable /10m | 2 | NOKIA | Nokia WH | 2025-10-22 | NCR2676 | MCKINLEY PARK RESIDENCES | Sarah Jane Martinez-Macalino |  | RESERVED
SCM2025A000614 | 819428 |  | OLT CHASSIS | DF16 Chassis | Positive Power Cable /10m | 2 | NOKIA | Nokia WH | 2025-10-22 | NCR2676 | MCKINLEY PARK RESIDENCES | Sarah Jane Martinez-Macalino |  | RESERVED
SCM2025A000614 | 807134 |  | OLT CHASSIS | DF16 Chassis | CA-Power Cable Ground Yellow/Green, M8 lug | 1 | NOKIA | Nokia WH | 2025-10-22 | NCR2676 | MCKINLEY PARK RESIDENCES | Sarah Jane Martinez-Macalino |  | RESERVED
SCM2025A000616 | 820179 |  | OLT CHASSIS | DF16 Chassis | Lightspan DF-16GM shelf incl. fan unit, w/o dust filter | 1 | NOKIA | Nokia WH | 2025-10-22 | NCR2688 | BALI OASIS | Sarah Jane Martinez-Macalino |  | RESERVED
SCM2025A000616 | 820180 |  | OLT CHASSIS | DF16 Chassis | Lightspan DF-16GM DC power module | 2 | NOKIA | Nokia WH | 2025-10-22 | NCR2688 | BALI OASIS | Sarah Jane Martinez-Macalino |  | RESERVED
SCM2025A000616 | 810266 |  | OLT CHASSIS | DF16 Chassis | SFP+ Pluggable Optical Module, 10GE LR SM 1310nm, Duplex LC connector, 10km (6.2dB) | 2 | NOKIA | Nokia WH | 2025-10-22 | NCR2688 | BALI OASIS | Sarah Jane Martinez-Macalino |  | RESERVED
SCM2025A000616 | 819465 |  | OLT CHASSIS | DF16 Chassis | GPON SFP B+ (I-temp) OLT | 4 | NOKIA | Nokia WH | 2025-10-22 | NCR2688 | BALI OASIS | Sarah Jane Martinez-Macalino |  | RESERVED
SCM2025A000616 | 819471 |  | OLT CHASSIS | DF16 Chassis | XGS-PON/GPON MPM B+ (28 dBm), E-Temp | 4 | NOKIA | Nokia WH | 2025-10-22 | NCR2688 | BALI OASIS | Sarah Jane Martinez-Macalino |  | RESERVED
SCM2025A000616 | 963926 |  | OLT CHASSIS | DF16 Chassis | Lightspan RTU per PON port | 4 | NOKIA | Nokia WH | 2025-10-22 | NCR2688 | BALI OASIS | Sarah Jane Martinez-Macalino |  | RESERVED
SCM2025A000616 | 963928 |  | OLT CHASSIS | DF16 Chassis | 20Gbps per LT SW Package; License per LT which synchronizes at 20Gbps with the NT | 4 | NOKIA | Nokia WH | 2025-10-22 | NCR2688 | BALI OASIS | Sarah Jane Martinez-Macalino |  | RESERVED
SCM2025A000616 | 964488 |  | OLT CHASSIS | DF16 Chassis | Lightspan SDN activation fee on fiber LTs and units; License per linecard or single unit | 1 | NOKIA | Nokia WH | 2025-10-22 | NCR2688 | BALI OASIS | Sarah Jane Martinez-Macalino |  | RESERVED
SCM2025A000616 | 964486 |  | OLT CHASSIS | DF16 Chassis | Lightspan MPM-PON (GPON/XGSPON) enablement package; License per MPM-PON port | 4 | NOKIA | Nokia WH | 2025-10-22 | NCR2688 | BALI OASIS | Sarah Jane Martinez-Macalino |  | RESERVED
SCM2025A000616 | 805864 |  | OLT CHASSIS | DF16 Chassis | Simplex patch cord, LC/UPC - SC 20m | 4 | NOKIA | Nokia WH | 2025-10-22 | NCR2688 | BALI OASIS | Sarah Jane Martinez-Macalino |  | RESERVED
SCM2025A000616 | 806277 |  | OLT CHASSIS | DF16 Chassis | Simplex patch cord, SC/UPC -SC/UPC 15m | 8 | NOKIA | Nokia WH | 2025-10-22 | NCR2688 | BALI OASIS | Sarah Jane Martinez-Macalino |  | RESERVED
SCM2025A000616 | 819427 |  | OLT CHASSIS | DF16 Chassis | Positive Power Cable /10m | 2 | NOKIA | Nokia WH | 2025-10-22 | NCR2688 | BALI OASIS | Sarah Jane Martinez-Macalino |  | RESERVED
SCM2025A000616 | 819428 |  | OLT CHASSIS | DF16 Chassis | Positive Power Cable /10m | 2 | NOKIA | Nokia WH | 2025-10-22 | NCR2688 | BALI OASIS | Sarah Jane Martinez-Macalino |  | RESERVED
SCM2025A000616 | 807134 |  | OLT CHASSIS | DF16 Chassis | CA-Power Cable Ground Yellow/Green, M8 lug | 1 | NOKIA | Nokia WH | 2025-10-22 | NCR2688 | BALI OASIS | Sarah Jane Martinez-Macalino |  | RESERVED
SCM2025A000621 | 819411 |  | OLT CHASSIS | MF-2 Chassis | Lightspan MF-2 shelf incl. fan unit, w/o dust filter | 1 | NOKIA | STOPPED Sites | 2025-10-22 | NCR3524 | THE TRION TOWERS | Sarah Jane Martinez-Macalino |  | RESERVED
SCM2025A000621 | 819412 |  | OLT CHASSIS | MF-2 Chassis | Lightspan MF-2 DC power module | 2 | NOKIA | STOPPED Sites | 2025-10-22 | NCR3524 | THE TRION TOWERS | Sarah Jane Martinez-Macalino |  | RESERVED
SCM2025A000621 | 820215 |  | OLT CHASSIS | MF-2 Chassis | MA-Dummy LT | 1 | NOKIA | STOPPED Sites | 2025-10-22 | NCR3524 | THE TRION TOWERS | Sarah Jane Martinez-Macalino |  | RESERVED
SCM2025A000621 | 810266 |  | OLT CHASSIS | MF-2 Chassis | SFP+ Pluggable Optical Module, 10GE LR SM 1310nm, Duplex LC connector, 10km (6.2dB) | 2 | NOKIA | STOPPED Sites | 2025-10-22 | NCR3524 | THE TRION TOWERS | Sarah Jane Martinez-Macalino |  | RESERVED
SCM2025A000621 | 819429 |  | OLT CHASSIS | MF-2 Chassis | Lightspan MF-2 240Gbps NT with network clock synchronization capabilities, without SFPs | 2 | NOKIA | STOPPED Sites | 2025-10-22 | NCR3524 | THE TRION TOWERS | Sarah Jane Martinez-Macalino |  | RESERVED
SCM2025A000621 | 963929 |  | OLT CHASSIS | MF-2 Chassis | HiCap NT Redundancy/Load Sharing Redundancy SW Package; License per Network Element (1 NE = 1 subrack); | 1 | NOKIA | STOPPED Sites | 2025-10-22 | NCR3524 | THE TRION TOWERS | Sarah Jane Martinez-Macalino |  | RESERVED
SCM2025A000621 | 805864 |  | OLT CHASSIS | MF-2 Chassis | Simplex patch cord, LC/UPC - SC 20m | 4 | NOKIA | STOPPED Sites | 2025-10-22 | NCR3524 | THE TRION TOWERS | Sarah Jane Martinez-Macalino |  | RESERVED
SCM2025A000621 | 819427 |  | OLT CHASSIS | MF-2 Chassis | Positive Power Cable /10m | 2 | NOKIA | STOPPED Sites | 2025-10-22 | NCR3524 | THE TRION TOWERS | Sarah Jane Martinez-Macalino |  | RESERVED
SCM2025A000621 | 819428 |  | OLT CHASSIS | MF-2 Chassis | Positive Power Cable /10m | 2 | NOKIA | STOPPED Sites | 2025-10-22 | NCR3524 | THE TRION TOWERS | Sarah Jane Martinez-Macalino |  | RESERVED
SCM2025A000621 | TBD |  | OLT CHASSIS | MF-2 Chassis | Lightspan MF-2 DC Power Cable ETSI 10m | 2 | NOKIA | STOPPED Sites | 2025-10-22 | NCR3524 | THE TRION TOWERS | Sarah Jane Martinez-Macalino |  | RESERVED
SCM2025A000621 | 807134 |  | OLT CHASSIS | MF-2 Chassis | CA-Power Cable Ground Yellow/Green, M8 lug | 1 | NOKIA | STOPPED Sites | 2025-10-22 | NCR3524 | THE TRION TOWERS | Sarah Jane Martinez-Macalino |  | RESERVED
SCM2025A000621 | 819464 |  | SERVICE CARDS | MF-2 Cards | GPON SFP B+ (C-temp) OLT | 16 | NOKIA | STOPPED Sites | 2025-10-22 | NCR3524 | THE TRION TOWERS | Sarah Jane Martinez-Macalino |  | RESERVED
SCM2025A000621 | 819421 |  | SERVICE CARDS | MF-2 Cards | XGS-PON/GPON MPM B+ (28 dBm), C-temp | 16 | NOKIA | STOPPED Sites | 2025-10-22 | NCR3524 | THE TRION TOWERS | Sarah Jane Martinez-Macalino |  | RESERVED
SCM2025A000621 | 819430 |  | SERVICE CARDS | MF-2 Cards | Lightspan MF 16port Multi-PON Line board | 2 | NOKIA | STOPPED Sites | 2025-10-22 | NCR3524 | THE TRION TOWERS | Sarah Jane Martinez-Macalino |  | RESERVED
SCM2025A000621 | 963926 |  | SERVICE CARDS | MF-2 Cards | Lightspan RTU per PON port | 16 | NOKIA | STOPPED Sites | 2025-10-22 | NCR3524 | THE TRION TOWERS | Sarah Jane Martinez-Macalino |  | RESERVED
SCM2025A000621 | 963928 |  | SERVICE CARDS | MF-2 Cards | 20Gbps per LT SW Package; License per LT which synchronizes at 20Gbps with the NT | 4 | NOKIA | STOPPED Sites | 2025-10-22 | NCR3524 | THE TRION TOWERS | Sarah Jane Martinez-Macalino |  | RESERVED
SCM2025A000621 | 964488 |  | SERVICE CARDS | MF-2 Cards | Lightspan SDN activation fee on fiber LTs and units; License per linecard or single unit | 2 | NOKIA | STOPPED Sites | 2025-10-22 | NCR3524 | THE TRION TOWERS | Sarah Jane Martinez-Macalino |  | RESERVED
SCM2025A000621 | 964486 |  | SERVICE CARDS | MF-2 Cards | Lightspan MPM-PON (GPON/XGSPON) enablement package; License per MPM-PON port | 16 | NOKIA | STOPPED Sites | 2025-10-22 | NCR3524 | THE TRION TOWERS | Sarah Jane Martinez-Macalino |  | RESERVED
SCM2025A000621 | 806277 |  | SERVICE CARDS | MF-2 Cards | Simplex patch cord, SC/UPC -SC/UPC 15m | 32 | NOKIA | STOPPED Sites | 2025-10-22 | NCR3524 | THE TRION TOWERS | Sarah Jane Martinez-Macalino |  | RESERVED
SCM2025A000622 | 820179 |  | OLT CHASSIS | DF16 Chassis | Lightspan DF-16GM shelf incl. fan unit, w/o dust filter | 1 | NOKIA | Nokia WH | 2025-10-22 | NCR3629 | SM LIGHT MANDALUYONG | Sarah Jane Martinez-Macalino |  | RESERVED
SCM2025A000622 | 820180 |  | OLT CHASSIS | DF16 Chassis | Lightspan DF-16GM DC power module | 2 | NOKIA | Nokia WH | 2025-10-22 | NCR3629 | SM LIGHT MANDALUYONG | Sarah Jane Martinez-Macalino |  | RESERVED
SCM2025A000622 | 810266 |  | OLT CHASSIS | DF16 Chassis | SFP+ Pluggable Optical Module, 10GE LR SM 1310nm, Duplex LC connector, 10km (6.2dB) | 2 | NOKIA | Nokia WH | 2025-10-22 | NCR3629 | SM LIGHT MANDALUYONG | Sarah Jane Martinez-Macalino |  | RESERVED
SCM2025A000622 | 819465 |  | OLT CHASSIS | DF16 Chassis | GPON SFP B+ (I-temp) OLT | 4 | NOKIA | Nokia WH | 2025-10-22 | NCR3629 | SM LIGHT MANDALUYONG | Sarah Jane Martinez-Macalino |  | RESERVED
SCM2025A000622 | 819471 |  | OLT CHASSIS | DF16 Chassis | XGS-PON/GPON MPM B+ (28 dBm), E-Temp | 4 | NOKIA | Nokia WH | 2025-10-22 | NCR3629 | SM LIGHT MANDALUYONG | Sarah Jane Martinez-Macalino |  | RESERVED
SCM2025A000622 | 963926 |  | OLT CHASSIS | DF16 Chassis | Lightspan RTU per PON port | 4 | NOKIA | Nokia WH | 2025-10-22 | NCR3629 | SM LIGHT MANDALUYONG | Sarah Jane Martinez-Macalino |  | RESERVED
SCM2025A000622 | 963928 |  | OLT CHASSIS | DF16 Chassis | 20Gbps per LT SW Package; License per LT which synchronizes at 20Gbps with the NT | 4 | NOKIA | Nokia WH | 2025-10-22 | NCR3629 | SM LIGHT MANDALUYONG | Sarah Jane Martinez-Macalino |  | RESERVED
SCM2025A000622 | 964488 |  | OLT CHASSIS | DF16 Chassis | Lightspan SDN activation fee on fiber LTs and units; License per linecard or single unit | 1 | NOKIA | Nokia WH | 2025-10-22 | NCR3629 | SM LIGHT MANDALUYONG | Sarah Jane Martinez-Macalino |  | RESERVED
SCM2025A000622 | 964486 |  | OLT CHASSIS | DF16 Chassis | Lightspan MPM-PON (GPON/XGSPON) enablement package; License per MPM-PON port | 4 | NOKIA | Nokia WH | 2025-10-22 | NCR3629 | SM LIGHT MANDALUYONG | Sarah Jane Martinez-Macalino |  | RESERVED
SCM2025A000622 | 805864 |  | OLT CHASSIS | DF16 Chassis | Simplex patch cord, LC/UPC - SC 20m | 4 | NOKIA | Nokia WH | 2025-10-22 | NCR3629 | SM LIGHT MANDALUYONG | Sarah Jane Martinez-Macalino |  | RESERVED
SCM2025A000622 | 806277 |  | OLT CHASSIS | DF16 Chassis | Simplex patch cord, SC/UPC -SC/UPC 15m | 8 | NOKIA | Nokia WH | 2025-10-22 | NCR3629 | SM LIGHT MANDALUYONG | Sarah Jane Martinez-Macalino |  | RESERVED
SCM2025A000622 | 819427 |  | OLT CHASSIS | DF16 Chassis | Positive Power Cable /10m | 2 | NOKIA | Nokia WH | 2025-10-22 | NCR3629 | SM LIGHT MANDALUYONG | Sarah Jane Martinez-Macalino |  | RESERVED
SCM2025A000622 | 819428 |  | OLT CHASSIS | DF16 Chassis | Positive Power Cable /10m | 2 | NOKIA | Nokia WH | 2025-10-22 | NCR3629 | SM LIGHT MANDALUYONG | Sarah Jane Martinez-Macalino |  | RESERVED
SCM2025A000622 | 807134 |  | OLT CHASSIS | DF16 Chassis | CA-Power Cable Ground Yellow/Green, M8 lug | 1 | NOKIA | Nokia WH | 2025-10-22 | NCR3629 | SM LIGHT MANDALUYONG | Sarah Jane Martinez-Macalino |  | RESERVED
SCM2025A000623 | 820179 |  | OLT CHASSIS | DF16 Chassis | Lightspan DF-16GM shelf incl. fan unit, w/o dust filter | 1 | NOKIA | Nokia WH | 2025-10-22 | NCR3647 | MAUI OASIS | Sarah Jane Martinez-Macalino |  | RESERVED
SCM2025A000623 | 820180 |  | OLT CHASSIS | DF16 Chassis | Lightspan DF-16GM DC power module | 2 | NOKIA | Nokia WH | 2025-10-22 | NCR3647 | MAUI OASIS | Sarah Jane Martinez-Macalino |  | RESERVED
SCM2025A000623 | 810266 |  | OLT CHASSIS | DF16 Chassis | SFP+ Pluggable Optical Module, 10GE LR SM 1310nm, Duplex LC connector, 10km (6.2dB) | 2 | NOKIA | Nokia WH | 2025-10-22 | NCR3647 | MAUI OASIS | Sarah Jane Martinez-Macalino |  | RESERVED
SCM2025A000623 | 819465 |  | OLT CHASSIS | DF16 Chassis | GPON SFP B+ (I-temp) OLT | 4 | NOKIA | Nokia WH | 2025-10-22 | NCR3647 | MAUI OASIS | Sarah Jane Martinez-Macalino |  | RESERVED
SCM2025A000623 | 819471 |  | OLT CHASSIS | DF16 Chassis | XGS-PON/GPON MPM B+ (28 dBm), E-Temp | 4 | NOKIA | Nokia WH | 2025-10-22 | NCR3647 | MAUI OASIS | Sarah Jane Martinez-Macalino |  | RESERVED
SCM2025A000623 | 963926 |  | OLT CHASSIS | DF16 Chassis | Lightspan RTU per PON port | 4 | NOKIA | Nokia WH | 2025-10-22 | NCR3647 | MAUI OASIS | Sarah Jane Martinez-Macalino |  | RESERVED
SCM2025A000623 | 963928 |  | OLT CHASSIS | DF16 Chassis | 20Gbps per LT SW Package; License per LT which synchronizes at 20Gbps with the NT | 4 | NOKIA | Nokia WH | 2025-10-22 | NCR3647 | MAUI OASIS | Sarah Jane Martinez-Macalino |  | RESERVED
SCM2025A000623 | 964488 |  | OLT CHASSIS | DF16 Chassis | Lightspan SDN activation fee on fiber LTs and units; License per linecard or single unit | 1 | NOKIA | Nokia WH | 2025-10-22 | NCR3647 | MAUI OASIS | Sarah Jane Martinez-Macalino |  | RESERVED
SCM2025A000623 | 964486 |  | OLT CHASSIS | DF16 Chassis | Lightspan MPM-PON (GPON/XGSPON) enablement package; License per MPM-PON port | 4 | NOKIA | Nokia WH | 2025-10-22 | NCR3647 | MAUI OASIS | Sarah Jane Martinez-Macalino |  | RESERVED
SCM2025A000623 | 805864 |  | OLT CHASSIS | DF16 Chassis | Simplex patch cord, LC/UPC - SC 20m | 4 | NOKIA | Nokia WH | 2025-10-22 | NCR3647 | MAUI OASIS | Sarah Jane Martinez-Macalino |  | RESERVED
SCM2025A000623 | 806277 |  | OLT CHASSIS | DF16 Chassis | Simplex patch cord, SC/UPC -SC/UPC 15m | 8 | NOKIA | Nokia WH | 2025-10-22 | NCR3647 | MAUI OASIS | Sarah Jane Martinez-Macalino |  | RESERVED
SCM2025A000623 | 819427 |  | OLT CHASSIS | DF16 Chassis | Positive Power Cable /10m | 2 | NOKIA | Nokia WH | 2025-10-22 | NCR3647 | MAUI OASIS | Sarah Jane Martinez-Macalino |  | RESERVED
SCM2025A000623 | 819428 |  | OLT CHASSIS | DF16 Chassis | Positive Power Cable /10m | 2 | NOKIA | Nokia WH | 2025-10-22 | NCR3647 | MAUI OASIS | Sarah Jane Martinez-Macalino |  | RESERVED
SCM2025A000623 | 807134 |  | OLT CHASSIS | DF16 Chassis | CA-Power Cable Ground Yellow/Green, M8 lug | 1 | NOKIA | Nokia WH | 2025-10-22 | NCR3647 | MAUI OASIS | Sarah Jane Martinez-Macalino |  | RESERVED
SCM2025A000627 | 820179 |  | OLT CHASSIS | DF16 Chassis | Lightspan DF-16GM shelf incl. fan unit, w/o dust filter | 1 | NOKIA | Nokia WH | 2025-10-22 | NCR3907 | 8 FORBES TOWN ROAD | Sarah Jane Martinez-Macalino |  | RESERVED
SCM2025A000627 | 820180 |  | OLT CHASSIS | DF16 Chassis | Lightspan DF-16GM DC power module | 2 | NOKIA | Nokia WH | 2025-10-22 | NCR3907 | 8 FORBES TOWN ROAD | Sarah Jane Martinez-Macalino |  | RESERVED
SCM2025A000627 | 810266 |  | OLT CHASSIS | DF16 Chassis | SFP+ Pluggable Optical Module, 10GE LR SM 1310nm, Duplex LC connector, 10km (6.2dB) | 2 | NOKIA | Nokia WH | 2025-10-22 | NCR3907 | 8 FORBES TOWN ROAD | Sarah Jane Martinez-Macalino |  | RESERVED
SCM2025A000627 | 819465 |  | OLT CHASSIS | DF16 Chassis | GPON SFP B+ (I-temp) OLT | 4 | NOKIA | Nokia WH | 2025-10-22 | NCR3907 | 8 FORBES TOWN ROAD | Sarah Jane Martinez-Macalino |  | RESERVED
SCM2025A000627 | 819471 |  | OLT CHASSIS | DF16 Chassis | XGS-PON/GPON MPM B+ (28 dBm), E-Temp | 4 | NOKIA | Nokia WH | 2025-10-22 | NCR3907 | 8 FORBES TOWN ROAD | Sarah Jane Martinez-Macalino |  | RESERVED
SCM2025A000627 | 963926 |  | OLT CHASSIS | DF16 Chassis | Lightspan RTU per PON port | 4 | NOKIA | Nokia WH | 2025-10-22 | NCR3907 | 8 FORBES TOWN ROAD | Sarah Jane Martinez-Macalino |  | RESERVED
SCM2025A000627 | 963928 |  | OLT CHASSIS | DF16 Chassis | 20Gbps per LT SW Package; License per LT which synchronizes at 20Gbps with the NT | 4 | NOKIA | Nokia WH | 2025-10-22 | NCR3907 | 8 FORBES TOWN ROAD | Sarah Jane Martinez-Macalino |  | RESERVED
SCM2025A000627 | 964488 |  | OLT CHASSIS | DF16 Chassis | Lightspan SDN activation fee on fiber LTs and units; License per linecard or single unit | 1 | NOKIA | Nokia WH | 2025-10-22 | NCR3907 | 8 FORBES TOWN ROAD | Sarah Jane Martinez-Macalino |  | RESERVED
SCM2025A000627 | 964486 |  | OLT CHASSIS | DF16 Chassis | Lightspan MPM-PON (GPON/XGSPON) enablement package; License per MPM-PON port | 4 | NOKIA | Nokia WH | 2025-10-22 | NCR3907 | 8 FORBES TOWN ROAD | Sarah Jane Martinez-Macalino |  | RESERVED
SCM2025A000627 | 805864 |  | OLT CHASSIS | DF16 Chassis | Simplex patch cord, LC/UPC - SC 20m | 4 | NOKIA | Nokia WH | 2025-10-22 | NCR3907 | 8 FORBES TOWN ROAD | Sarah Jane Martinez-Macalino |  | RESERVED
SCM2025A000627 | 806277 |  | OLT CHASSIS | DF16 Chassis | Simplex patch cord, SC/UPC -SC/UPC 15m | 8 | NOKIA | Nokia WH | 2025-10-22 | NCR3907 | 8 FORBES TOWN ROAD | Sarah Jane Martinez-Macalino |  | RESERVED
SCM2025A000627 | 819427 |  | OLT CHASSIS | DF16 Chassis | Positive Power Cable /10m | 2 | NOKIA | Nokia WH | 2025-10-22 | NCR3907 | 8 FORBES TOWN ROAD | Sarah Jane Martinez-Macalino |  | RESERVED
SCM2025A000627 | 819428 |  | OLT CHASSIS | DF16 Chassis | Positive Power Cable /10m | 2 | NOKIA | Nokia WH | 2025-10-22 | NCR3907 | 8 FORBES TOWN ROAD | Sarah Jane Martinez-Macalino |  | RESERVED
SCM2025A000627 | 807134 |  | OLT CHASSIS | DF16 Chassis | CA-Power Cable Ground Yellow/Green, M8 lug | 1 | NOKIA | Nokia WH | 2025-10-22 | NCR3907 | 8 FORBES TOWN ROAD | Sarah Jane Martinez-Macalino |  | RESERVED
SCM2025A000629 | 819411 |  | OLT CHASSIS | MF-2 Chassis | Lightspan MF-2 shelf incl. fan unit, w/o dust filter | 1 | NOKIA | STOPPED Sites | 2025-10-22 | NCR4649 | THE VENICE LUXURY CONDOMINIUM | Sarah Jane Martinez-Macalino |  | RESERVED
SCM2025A000629 | 819412 |  | OLT CHASSIS | MF-2 Chassis | Lightspan MF-2 DC power module | 2 | NOKIA | STOPPED Sites | 2025-10-22 | NCR4649 | THE VENICE LUXURY CONDOMINIUM | Sarah Jane Martinez-Macalino |  | RESERVED
SCM2025A000629 | 820215 |  | OLT CHASSIS | MF-2 Chassis | MA-Dummy LT | 1 | NOKIA | STOPPED Sites | 2025-10-22 | NCR4649 | THE VENICE LUXURY CONDOMINIUM | Sarah Jane Martinez-Macalino |  | RESERVED
SCM2025A000629 | 810266 |  | OLT CHASSIS | MF-2 Chassis | SFP+ Pluggable Optical Module, 10GE LR SM 1310nm, Duplex LC connector, 10km (6.2dB) | 2 | NOKIA | STOPPED Sites | 2025-10-22 | NCR4649 | THE VENICE LUXURY CONDOMINIUM | Sarah Jane Martinez-Macalino |  | RESERVED
SCM2025A000629 | 819429 |  | OLT CHASSIS | MF-2 Chassis | Lightspan MF-2 240Gbps NT with network clock synchronization capabilities, without SFPs | 2 | NOKIA | STOPPED Sites | 2025-10-22 | NCR4649 | THE VENICE LUXURY CONDOMINIUM | Sarah Jane Martinez-Macalino |  | RESERVED
SCM2025A000629 | 963929 |  | OLT CHASSIS | MF-2 Chassis | HiCap NT Redundancy/Load Sharing Redundancy SW Package; License per Network Element (1 NE = 1 subrack); | 1 | NOKIA | STOPPED Sites | 2025-10-22 | NCR4649 | THE VENICE LUXURY CONDOMINIUM | Sarah Jane Martinez-Macalino |  | RESERVED
SCM2025A000629 | 805864 |  | OLT CHASSIS | MF-2 Chassis | Simplex patch cord, LC/UPC - SC 20m | 4 | NOKIA | STOPPED Sites | 2025-10-22 | NCR4649 | THE VENICE LUXURY CONDOMINIUM | Sarah Jane Martinez-Macalino |  | RESERVED
SCM2025A000629 | 819427 |  | OLT CHASSIS | MF-2 Chassis | Positive Power Cable /10m | 2 | NOKIA | STOPPED Sites | 2025-10-22 | NCR4649 | THE VENICE LUXURY CONDOMINIUM | Sarah Jane Martinez-Macalino |  | RESERVED
SCM2025A000629 | 819428 |  | OLT CHASSIS | MF-2 Chassis | Positive Power Cable /10m | 2 | NOKIA | STOPPED Sites | 2025-10-22 | NCR4649 | THE VENICE LUXURY CONDOMINIUM | Sarah Jane Martinez-Macalino |  | RESERVED
SCM2025A000629 | TBD |  | OLT CHASSIS | MF-2 Chassis | Lightspan MF-2 DC Power Cable ETSI 10m | 2 | NOKIA | STOPPED Sites | 2025-10-22 | NCR4649 | THE VENICE LUXURY CONDOMINIUM | Sarah Jane Martinez-Macalino |  | RESERVED
SCM2025A000629 | 807134 |  | OLT CHASSIS | MF-2 Chassis | CA-Power Cable Ground Yellow/Green, M8 lug | 1 | NOKIA | STOPPED Sites | 2025-10-22 | NCR4649 | THE VENICE LUXURY CONDOMINIUM | Sarah Jane Martinez-Macalino |  | RESERVED
SCM2025A000629 | 819464 |  | SERVICE CARDS | MF-2 Cards | GPON SFP B+ (C-temp) OLT | 16 | NOKIA | STOPPED Sites | 2025-10-22 | NCR4649 | THE VENICE LUXURY CONDOMINIUM | Sarah Jane Martinez-Macalino |  | RESERVED
SCM2025A000629 | 819421 |  | SERVICE CARDS | MF-2 Cards | XGS-PON/GPON MPM B+ (28 dBm), C-temp | 16 | NOKIA | STOPPED Sites | 2025-10-22 | NCR4649 | THE VENICE LUXURY CONDOMINIUM | Sarah Jane Martinez-Macalino |  | RESERVED
SCM2025A000629 | 819430 |  | SERVICE CARDS | MF-2 Cards | Lightspan MF 16port Multi-PON Line board | 2 | NOKIA | STOPPED Sites | 2025-10-22 | NCR4649 | THE VENICE LUXURY CONDOMINIUM | Sarah Jane Martinez-Macalino |  | RESERVED
SCM2025A000629 | 963926 |  | SERVICE CARDS | MF-2 Cards | Lightspan RTU per PON port | 16 | NOKIA | STOPPED Sites | 2025-10-22 | NCR4649 | THE VENICE LUXURY CONDOMINIUM | Sarah Jane Martinez-Macalino |  | RESERVED
SCM2025A000629 | 963928 |  | SERVICE CARDS | MF-2 Cards | 20Gbps per LT SW Package; License per LT which synchronizes at 20Gbps with the NT | 4 | NOKIA | STOPPED Sites | 2025-10-22 | NCR4649 | THE VENICE LUXURY CONDOMINIUM | Sarah Jane Martinez-Macalino |  | RESERVED
SCM2025A000629 | 964488 |  | SERVICE CARDS | MF-2 Cards | Lightspan SDN activation fee on fiber LTs and units; License per linecard or single unit | 2 | NOKIA | STOPPED Sites | 2025-10-22 | NCR4649 | THE VENICE LUXURY CONDOMINIUM | Sarah Jane Martinez-Macalino |  | RESERVED
SCM2025A000629 | 964486 |  | SERVICE CARDS | MF-2 Cards | Lightspan MPM-PON (GPON/XGSPON) enablement package; License per MPM-PON port | 16 | NOKIA | STOPPED Sites | 2025-10-22 | NCR4649 | THE VENICE LUXURY CONDOMINIUM | Sarah Jane Martinez-Macalino |  | RESERVED
SCM2025A000629 | 806277 |  | SERVICE CARDS | MF-2 Cards | Simplex patch cord, SC/UPC -SC/UPC 15m | 32 | NOKIA | STOPPED Sites | 2025-10-22 | NCR4649 | THE VENICE LUXURY CONDOMINIUM | Sarah Jane Martinez-Macalino |  | RESERVED
SCM2025A000631 | 820179 |  | OLT CHASSIS | DF16 Chassis | Lightspan DF-16GM shelf incl. fan unit, w/o dust filter | 1 | NOKIA | Nokia WH | 2025-10-22 | NCR6041 | AMAIA STEPS BICUTAN | Sarah Jane Martinez-Macalino |  | RESERVED
SCM2025A000631 | 820180 |  | OLT CHASSIS | DF16 Chassis | Lightspan DF-16GM DC power module | 2 | NOKIA | Nokia WH | 2025-10-22 | NCR6041 | AMAIA STEPS BICUTAN | Sarah Jane Martinez-Macalino |  | RESERVED
SCM2025A000631 | 810266 |  | OLT CHASSIS | DF16 Chassis | SFP+ Pluggable Optical Module, 10GE LR SM 1310nm, Duplex LC connector, 10km (6.2dB) | 2 | NOKIA | Nokia WH | 2025-10-22 | NCR6041 | AMAIA STEPS BICUTAN | Sarah Jane Martinez-Macalino |  | RESERVED
SCM2025A000631 | 819465 |  | OLT CHASSIS | DF16 Chassis | GPON SFP B+ (I-temp) OLT | 4 | NOKIA | Nokia WH | 2025-10-22 | NCR6041 | AMAIA STEPS BICUTAN | Sarah Jane Martinez-Macalino |  | RESERVED
SCM2025A000631 | 819471 |  | OLT CHASSIS | DF16 Chassis | XGS-PON/GPON MPM B+ (28 dBm), E-Temp | 4 | NOKIA | Nokia WH | 2025-10-22 | NCR6041 | AMAIA STEPS BICUTAN | Sarah Jane Martinez-Macalino |  | RESERVED
SCM2025A000631 | 963926 |  | OLT CHASSIS | DF16 Chassis | Lightspan RTU per PON port | 4 | NOKIA | Nokia WH | 2025-10-22 | NCR6041 | AMAIA STEPS BICUTAN | Sarah Jane Martinez-Macalino |  | RESERVED
SCM2025A000631 | 963928 |  | OLT CHASSIS | DF16 Chassis | 20Gbps per LT SW Package; License per LT which synchronizes at 20Gbps with the NT | 4 | NOKIA | Nokia WH | 2025-10-22 | NCR6041 | AMAIA STEPS BICUTAN | Sarah Jane Martinez-Macalino |  | RESERVED
SCM2025A000631 | 964488 |  | OLT CHASSIS | DF16 Chassis | Lightspan SDN activation fee on fiber LTs and units; License per linecard or single unit | 1 | NOKIA | Nokia WH | 2025-10-22 | NCR6041 | AMAIA STEPS BICUTAN | Sarah Jane Martinez-Macalino |  | RESERVED
SCM2025A000631 | 964486 |  | OLT CHASSIS | DF16 Chassis | Lightspan MPM-PON (GPON/XGSPON) enablement package; License per MPM-PON port | 4 | NOKIA | Nokia WH | 2025-10-22 | NCR6041 | AMAIA STEPS BICUTAN | Sarah Jane Martinez-Macalino |  | RESERVED
SCM2025A000631 | 805864 |  | OLT CHASSIS | DF16 Chassis | Simplex patch cord, LC/UPC - SC 20m | 4 | NOKIA | Nokia WH | 2025-10-22 | NCR6041 | AMAIA STEPS BICUTAN | Sarah Jane Martinez-Macalino |  | RESERVED
SCM2025A000631 | 806277 |  | OLT CHASSIS | DF16 Chassis | Simplex patch cord, SC/UPC -SC/UPC 15m | 8 | NOKIA | Nokia WH | 2025-10-22 | NCR6041 | AMAIA STEPS BICUTAN | Sarah Jane Martinez-Macalino |  | RESERVED
SCM2025A000631 | 819427 |  | OLT CHASSIS | DF16 Chassis | Positive Power Cable /10m | 2 | NOKIA | Nokia WH | 2025-10-22 | NCR6041 | AMAIA STEPS BICUTAN | Sarah Jane Martinez-Macalino |  | RESERVED
SCM2025A000631 | 819428 |  | OLT CHASSIS | DF16 Chassis | Positive Power Cable /10m | 2 | NOKIA | Nokia WH | 2025-10-22 | NCR6041 | AMAIA STEPS BICUTAN | Sarah Jane Martinez-Macalino |  | RESERVED
SCM2025A000631 | 807134 |  | OLT CHASSIS | DF16 Chassis | CA-Power Cable Ground Yellow/Green, M8 lug | 1 | NOKIA | Nokia WH | 2025-10-22 | NCR6041 | AMAIA STEPS BICUTAN | Sarah Jane Martinez-Macalino |  | RESERVED
SCM2025A000634 | 820179 |  | OLT CHASSIS | DF16 Chassis | Lightspan DF-16GM shelf incl. fan unit, w/o dust filter | 1 | NOKIA | Nokia WH | 2025-10-22 | NCR9117 | BAYSHORE RESIDENTIAL RESORT 1 | Sarah Jane Martinez-Macalino |  | RESERVED
SCM2025A000634 | 820180 |  | OLT CHASSIS | DF16 Chassis | Lightspan DF-16GM DC power module | 2 | NOKIA | Nokia WH | 2025-10-22 | NCR9117 | BAYSHORE RESIDENTIAL RESORT 1 | Sarah Jane Martinez-Macalino |  | RESERVED
SCM2025A000634 | 810266 |  | OLT CHASSIS | DF16 Chassis | SFP+ Pluggable Optical Module, 10GE LR SM 1310nm, Duplex LC connector, 10km (6.2dB) | 2 | NOKIA | Nokia WH | 2025-10-22 | NCR9117 | BAYSHORE RESIDENTIAL RESORT 1 | Sarah Jane Martinez-Macalino |  | RESERVED
SCM2025A000634 | 819465 |  | OLT CHASSIS | DF16 Chassis | GPON SFP B+ (I-temp) OLT | 4 | NOKIA | Nokia WH | 2025-10-22 | NCR9117 | BAYSHORE RESIDENTIAL RESORT 1 | Sarah Jane Martinez-Macalino |  | RESERVED
SCM2025A000634 | 819471 |  | OLT CHASSIS | DF16 Chassis | XGS-PON/GPON MPM B+ (28 dBm), E-Temp | 4 | NOKIA | Nokia WH | 2025-10-22 | NCR9117 | BAYSHORE RESIDENTIAL RESORT 1 | Sarah Jane Martinez-Macalino |  | RESERVED
SCM2025A000634 | 963926 |  | OLT CHASSIS | DF16 Chassis | Lightspan RTU per PON port | 4 | NOKIA | Nokia WH | 2025-10-22 | NCR9117 | BAYSHORE RESIDENTIAL RESORT 1 | Sarah Jane Martinez-Macalino |  | RESERVED
SCM2025A000634 | 963928 |  | OLT CHASSIS | DF16 Chassis | 20Gbps per LT SW Package; License per LT which synchronizes at 20Gbps with the NT | 4 | NOKIA | Nokia WH | 2025-10-22 | NCR9117 | BAYSHORE RESIDENTIAL RESORT 1 | Sarah Jane Martinez-Macalino |  | RESERVED
SCM2025A000634 | 964488 |  | OLT CHASSIS | DF16 Chassis | Lightspan SDN activation fee on fiber LTs and units; License per linecard or single unit | 1 | NOKIA | Nokia WH | 2025-10-22 | NCR9117 | BAYSHORE RESIDENTIAL RESORT 1 | Sarah Jane Martinez-Macalino |  | RESERVED
SCM2025A000634 | 964486 |  | OLT CHASSIS | DF16 Chassis | Lightspan MPM-PON (GPON/XGSPON) enablement package; License per MPM-PON port | 4 | NOKIA | Nokia WH | 2025-10-22 | NCR9117 | BAYSHORE RESIDENTIAL RESORT 1 | Sarah Jane Martinez-Macalino |  | RESERVED
SCM2025A000634 | 805864 |  | OLT CHASSIS | DF16 Chassis | Simplex patch cord, LC/UPC - SC 20m | 4 | NOKIA | Nokia WH | 2025-10-22 | NCR9117 | BAYSHORE RESIDENTIAL RESORT 1 | Sarah Jane Martinez-Macalino |  | RESERVED
SCM2025A000634 | 806277 |  | OLT CHASSIS | DF16 Chassis | Simplex patch cord, SC/UPC -SC/UPC 15m | 8 | NOKIA | Nokia WH | 2025-10-22 | NCR9117 | BAYSHORE RESIDENTIAL RESORT 1 | Sarah Jane Martinez-Macalino |  | RESERVED
SCM2025A000634 | 819427 |  | OLT CHASSIS | DF16 Chassis | Positive Power Cable /10m | 2 | NOKIA | Nokia WH | 2025-10-22 | NCR9117 | BAYSHORE RESIDENTIAL RESORT 1 | Sarah Jane Martinez-Macalino |  | RESERVED
SCM2025A000634 | 819428 |  | OLT CHASSIS | DF16 Chassis | Positive Power Cable /10m | 2 | NOKIA | Nokia WH | 2025-10-22 | NCR9117 | BAYSHORE RESIDENTIAL RESORT 1 | Sarah Jane Martinez-Macalino |  | RESERVED
SCM2025A000634 | 807134 |  | OLT CHASSIS | DF16 Chassis | CA-Power Cable Ground Yellow/Green, M8 lug | 1 | NOKIA | Nokia WH | 2025-10-22 | NCR9117 | BAYSHORE RESIDENTIAL RESORT 1 | Sarah Jane Martinez-Macalino |  | RESERVED
SCM2025A000637 | 819411 |  | OLT CHASSIS | MF-2 Chassis | Lightspan MF-2 shelf incl. fan unit, w/o dust filter | 1 | NOKIA | STOPPED Sites | 2025-10-22 | VIS3157 | ONE OASIS MABOLO | Sarah Jane Martinez-Macalino |  | RESERVED
SCM2025A000637 | 819412 |  | OLT CHASSIS | MF-2 Chassis | Lightspan MF-2 DC power module | 2 | NOKIA | STOPPED Sites | 2025-10-22 | VIS3157 | ONE OASIS MABOLO | Sarah Jane Martinez-Macalino |  | RESERVED
SCM2025A000637 | 820215 |  | OLT CHASSIS | MF-2 Chassis | MA-Dummy LT | 1 | NOKIA | STOPPED Sites | 2025-10-22 | VIS3157 | ONE OASIS MABOLO | Sarah Jane Martinez-Macalino |  | RESERVED
SCM2025A000637 | 810266 |  | OLT CHASSIS | MF-2 Chassis | SFP+ Pluggable Optical Module, 10GE LR SM 1310nm, Duplex LC connector, 10km (6.2dB) | 2 | NOKIA | STOPPED Sites | 2025-10-22 | VIS3157 | ONE OASIS MABOLO | Sarah Jane Martinez-Macalino |  | RESERVED
SCM2025A000637 | 819429 |  | OLT CHASSIS | MF-2 Chassis | Lightspan MF-2 240Gbps NT with network clock synchronization capabilities, without SFPs | 2 | NOKIA | STOPPED Sites | 2025-10-22 | VIS3157 | ONE OASIS MABOLO | Sarah Jane Martinez-Macalino |  | RESERVED
SCM2025A000637 | 963929 |  | OLT CHASSIS | MF-2 Chassis | HiCap NT Redundancy/Load Sharing Redundancy SW Package; License per Network Element (1 NE = 1 subrack); | 1 | NOKIA | STOPPED Sites | 2025-10-22 | VIS3157 | ONE OASIS MABOLO | Sarah Jane Martinez-Macalino |  | RESERVED
SCM2025A000637 | 805864 |  | OLT CHASSIS | MF-2 Chassis | Simplex patch cord, LC/UPC - SC 20m | 4 | NOKIA | STOPPED Sites | 2025-10-22 | VIS3157 | ONE OASIS MABOLO | Sarah Jane Martinez-Macalino |  | RESERVED
SCM2025A000637 | 819427 |  | OLT CHASSIS | MF-2 Chassis | Positive Power Cable /10m | 2 | NOKIA | STOPPED Sites | 2025-10-22 | VIS3157 | ONE OASIS MABOLO | Sarah Jane Martinez-Macalino |  | RESERVED
SCM2025A000637 | 819428 |  | OLT CHASSIS | MF-2 Chassis | Positive Power Cable /10m | 2 | NOKIA | STOPPED Sites | 2025-10-22 | VIS3157 | ONE OASIS MABOLO | Sarah Jane Martinez-Macalino |  | RESERVED
SCM2025A000637 | TBD |  | OLT CHASSIS | MF-2 Chassis | Lightspan MF-2 DC Power Cable ETSI 10m | 2 | NOKIA | STOPPED Sites | 2025-10-22 | VIS3157 | ONE OASIS MABOLO | Sarah Jane Martinez-Macalino |  | RESERVED
SCM2025A000637 | 807134 |  | OLT CHASSIS | MF-2 Chassis | CA-Power Cable Ground Yellow/Green, M8 lug | 1 | NOKIA | STOPPED Sites | 2025-10-22 | VIS3157 | ONE OASIS MABOLO | Sarah Jane Martinez-Macalino |  | RESERVED
SCM2025A000637 | 819464 |  | SERVICE CARDS | MF-2 Cards | GPON SFP B+ (C-temp) OLT | 8 | NOKIA | STOPPED Sites | 2025-10-22 | VIS3157 | ONE OASIS MABOLO | Sarah Jane Martinez-Macalino |  | RESERVED
SCM2025A000637 | 819421 |  | SERVICE CARDS | MF-2 Cards | XGS-PON/GPON MPM B+ (28 dBm), C-temp | 8 | NOKIA | STOPPED Sites | 2025-10-22 | VIS3157 | ONE OASIS MABOLO | Sarah Jane Martinez-Macalino |  | RESERVED
SCM2025A000637 | 819430 |  | SERVICE CARDS | MF-2 Cards | Lightspan MF 16port Multi-PON Line board | 1 | NOKIA | STOPPED Sites | 2025-10-22 | VIS3157 | ONE OASIS MABOLO | Sarah Jane Martinez-Macalino |  | RESERVED
SCM2025A000637 | 963926 |  | SERVICE CARDS | MF-2 Cards | Lightspan RTU per PON port | 8 | NOKIA | STOPPED Sites | 2025-10-22 | VIS3157 | ONE OASIS MABOLO | Sarah Jane Martinez-Macalino |  | RESERVED
SCM2025A000637 | 963928 |  | SERVICE CARDS | MF-2 Cards | 20Gbps per LT SW Package; License per LT which synchronizes at 20Gbps with the NT | 2 | NOKIA | STOPPED Sites | 2025-10-22 | VIS3157 | ONE OASIS MABOLO | Sarah Jane Martinez-Macalino |  | RESERVED
SCM2025A000637 | 964488 |  | SERVICE CARDS | MF-2 Cards | Lightspan SDN activation fee on fiber LTs and units; License per linecard or single unit | 1 | NOKIA | STOPPED Sites | 2025-10-22 | VIS3157 | ONE OASIS MABOLO | Sarah Jane Martinez-Macalino |  | RESERVED
SCM2025A000637 | 964486 |  | SERVICE CARDS | MF-2 Cards | Lightspan MPM-PON (GPON/XGSPON) enablement package; License per MPM-PON port | 8 | NOKIA | STOPPED Sites | 2025-10-22 | VIS3157 | ONE OASIS MABOLO | Sarah Jane Martinez-Macalino |  | RESERVED
SCM2025A000637 | 806277 |  | SERVICE CARDS | MF-2 Cards | Simplex patch cord, SC/UPC -SC/UPC 15m | 16 | NOKIA | STOPPED Sites | 2025-10-22 | VIS3157 | ONE OASIS MABOLO | Sarah Jane Martinez-Macalino |  | RESERVED
SCM2026A134 | 819499 |  | HOUSING | QODC | Quick deployment ODC (w/o battery) to accommodate ( 1*MF-2) | 1 | NOKIA | Nokia WH | 2026-03-11 | TBD | MBL702 | Sarah Jane Martinez-Macalino |  | RESERVED
SCM2026A134 | 819500 |  | HOUSING | QODC | Pole mounting kit | 1 | NOKIA | Nokia WH | 2026-03-11 | TBD | MBL702 | Sarah Jane Martinez-Macalino |  | RESERVED
SCM2026A134 | 819501 |  | HOUSING | QODC | Wall mounting kits | 1 | NOKIA | Nokia WH | 2026-03-11 | TBD | MBL702 | Sarah Jane Martinez-Macalino |  | RESERVED
SCM2026A134 | 819502 |  | HOUSING | QODC | Base pad plinth (ground installation) | 1 | NOKIA | Nokia WH | 2026-03-11 | TBD | MBL702 | Sarah Jane Martinez-Macalino |  | RESERVED